## General
Interest rate (%) | 3
Currency | CHF
Exchange rate | 1
Optimization speed | medium
Scenario reference | esp-ba7877fa-1084-4530-b869-4f09
Solver version | V1

## Hubs
Hub number | Hub name
1 | Office
2 | Hospital
3 | Residential
4 | Plant

## Technology Packages
Package number | Package name

## Energy Carriers
Energy Carrier Name | Energy Carrier Code | Energy Carrier Type Code
Solar Roof | SOLAR_ROOF | ON_SITE_RESOURCE
Heat 0-10 °C | HEAT_1 | HEATING_ENERGY
Heat 30-40 °C | HEAT_4 | HEATING_ENERGY
LT RN | HEAT_1 | HEATING_ENERGY
Heat 60-70 °C | HEAT_7 | HEATING_ENERGY
Heat Ambient Export | HEAT_AMBIENT | HEATING_ENERGY
Heat Ambient | HEAT_AMBIENT | HEATING_ENERGY
HT DH | HEAT_8 | HEATING_ENERGY
Cooling 10 - 20°C | COOLING_4 | COOLING_ENERGY
Plant Waste Heat Export | HEAT_2 | HEATING_ENERGY
Plant Wast Heat | HEAT_2 | HEATING_ENERGY
Electricity | ELECTRICITY | ELECTRICAL_ENERGY
Wood Pellets | WOOD_PELLETS | FUEL_SOLID

## Imports
Energy Carrier | Energy Price (CHF/kWh) | Capacity Price (CHF/kW/year) | Capacity Price (CHF/kW/month) | Fixed O&M Price (CHF/year) | CO2 Intensity (kg-CO2/kWh) | Total Annual Energy Available (kWh/year) | Maximum Hourly Energy Available (kWh/h) | Hubs
Heat Ambient | 0 | 0 | 0 | 0 | 0 |  |  | 3,1,2
Electricity | 0.24 | 0 | 0 | 0 | 0.11 |  |  | 1,3,4,2
Wood Pellets | 0.085 | 0 | 0 | 0 | 0.0273 |  |  | 4
Plant Wast Heat | 0 | 0 | 0 | 0 | 0 |  |  | 4

## Exports
Energy Carrier | Energy Price (CHF/kWh) | Capacity Price (CHF/kW/year) | Capacity Price (CHF/kW/month) | Fixed O&M Price (CHF/year) | CO2 Compensation (kg-CO2/kWh) | Hubs
Heat Ambient Export | 0 | 0 | 0 | 0 | 0 | 2,3,1
Electricity | 0.14 | 0 | 0 | 0 | 0 | 1,3,2
Plant Waste Heat Export | 0 | 0 | 0 | 0 | 0 | 4

## On-site Area
Energy carrier | Solar Roof
Resource type | Area
Technology dimensioning standard value (kW/m2 or kW/kWpeak) | 1
Hub
3 | 1000
1 | 500
2 | 5000

## On-site Profiles
Energy carrier | Solar Roof
Hour
1 | 0
2 | 0
3 | 0
4 | 0
5 | 0
6 | 0
7 | 0
8 | 0
9 | 0.048
10 | 0.096
11 | 0.092
12 | 0.099
13 | 0.1
14 | 0.143
15 | 0.061
16 | 0.013
17 | 0
18 | 0
19 | 0
20 | 0
21 | 0
22 | 0
23 | 0
24 | 0
25 | 0
26 | 0
27 | 0
28 | 0
29 | 0
30 | 0
31 | 0
32 | 0
33 | 0.029
34 | 0.068
35 | 0.081
36 | 0.138
37 | 0.115
38 | 0.113
39 | 0.046
40 | 0.008
41 | 0
42 | 0
43 | 0
44 | 0
45 | 0
46 | 0
47 | 0
48 | 0
49 | 0
50 | 0
51 | 0
52 | 0
53 | 0
54 | 0
55 | 0
56 | 0
57 | 0.017
58 | 0.102
59 | 0.073
60 | 0.03
61 | 0.049
62 | 0.043
63 | 0.052
64 | 0.019
65 | 0
66 | 0
67 | 0
68 | 0
69 | 0
70 | 0
71 | 0
72 | 0
73 | 0
74 | 0
75 | 0
76 | 0
77 | 0
78 | 0
79 | 0
80 | 0
81 | 0.066
82 | 0.126
83 | 0.24901
84 | 0.235
85 | 0.201
86 | 0.151
87 | 0.046
88 | 0.018
89 | 0
90 | 0
91 | 0
92 | 0
93 | 0
94 | 0
95 | 0
96 | 0
97 | 0
98 | 0
99 | 0
100 | 0
101 | 0
102 | 0
103 | 0
104 | 0
105 | 0.09001
106 | 0.20701
107 | 0.29701
108 | 0.34102
109 | 0.33602
110 | 0.27101
111 | 0.17401
112 | 0.019
113 | 0
114 | 0
115 | 0
116 | 0
117 | 0
118 | 0
119 | 0
120 | 0
121 | 0
122 | 0
123 | 0
124 | 0
125 | 0
126 | 0
127 | 0
128 | 0
129 | 0.08301
130 | 0.19801
131 | 0.29801
132 | 0.32001
133 | 0.29501
134 | 0.22401
135 | 0.126
136 | 0.018
137 | 0
138 | 0
139 | 0
140 | 0
141 | 0
142 | 0
143 | 0
144 | 0
145 | 0
146 | 0
147 | 0
148 | 0
149 | 0
150 | 0
151 | 0
152 | 0
153 | 0.062
154 | 0.156
155 | 0.211
156 | 0.236
157 | 0.28001
158 | 0.27601
159 | 0.18001
160 | 0.022
161 | 0
162 | 0
163 | 0
164 | 0
165 | 0
166 | 0
167 | 0
168 | 0
169 | 0
170 | 0
171 | 0
172 | 0
173 | 0
174 | 0
175 | 0
176 | 0
177 | 0.081
178 | 0.139
179 | 0.206
180 | 0.186
181 | 0.189
182 | 0.28201
183 | 0.137
184 | 0.028
185 | 0
186 | 0
187 | 0
188 | 0
189 | 0
190 | 0
191 | 0
192 | 0
193 | 0
194 | 0
195 | 0
196 | 0
197 | 0
198 | 0
199 | 0
200 | 0
201 | 0.032
202 | 0.087
203 | 0.079
204 | 0.114
205 | 0.077
206 | 0.042
207 | 0.054
208 | 0.025
209 | 0
210 | 0
211 | 0
212 | 0
213 | 0
214 | 0
215 | 0
216 | 0
217 | 0
218 | 0
219 | 0
220 | 0
221 | 0
222 | 0
223 | 0
224 | 0
225 | 0.10001
226 | 0.22301
227 | 0.204
228 | 0.34001
229 | 0.32801
230 | 0.29201
231 | 0.12
232 | 0.032
233 | 0
234 | 0
235 | 0
236 | 0
237 | 0
238 | 0
239 | 0
240 | 0
241 | 0
242 | 0
243 | 0
244 | 0
245 | 0
246 | 0
247 | 0
248 | 0
249 | 0.024
250 | 0.068
251 | 0.186
252 | 0.059
253 | 0.201
254 | 0.21601
255 | 0.067
256 | 0.05404
257 | 0
258 | 0
259 | 0
260 | 0
261 | 0
262 | 0
263 | 0
264 | 0
265 | 0
266 | 0
267 | 0
268 | 0
269 | 0
270 | 0
271 | 0
272 | 0
273 | 0.033
274 | 0.143
275 | 0.136
276 | 0.224
277 | 0.11
278 | 0.23001
279 | 0.137
280 | 0.0278
281 | 0
282 | 0
283 | 0
284 | 0
285 | 0
286 | 0
287 | 0
288 | 0
289 | 0
290 | 0
291 | 0
292 | 0
293 | 0
294 | 0
295 | 0
296 | 0
297 | 0.10101
298 | 0.22501
299 | 0.31801
300 | 0.36802
301 | 0.36202
302 | 0.27801
303 | 0.17901
304 | 0.06859
305 | 0
306 | 0
307 | 0
308 | 0
309 | 0
310 | 0
311 | 0
312 | 0
313 | 0
314 | 0
315 | 0
316 | 0
317 | 0
318 | 0
319 | 0
320 | 0
321 | 0.009
322 | 0.039
323 | 0.05
324 | 0.049
325 | 0.083
326 | 0.077
327 | 0.106
328 | 0.067
329 | 0
330 | 0
331 | 0
332 | 0
333 | 0
334 | 0
335 | 0
336 | 0
337 | 0
338 | 0
339 | 0
340 | 0
341 | 0
342 | 0
343 | 0
344 | 0
345 | 0.05
346 | 0.152
347 | 0.216
348 | 0.167
349 | 0.137
350 | 0.105
351 | 0.17001
352 | 0.069
353 | 0
354 | 0
355 | 0
356 | 0
357 | 0
358 | 0
359 | 0
360 | 0
361 | 0
362 | 0
363 | 0
364 | 0
365 | 0
366 | 0
367 | 0
368 | 0
369 | 0.11301
370 | 0.165
371 | 0.218
372 | 0.29001
373 | 0.18
374 | 0.146
375 | 0.127
376 | 0.052
377 | 0
378 | 0
379 | 0
380 | 0
381 | 0
382 | 0
383 | 0
384 | 0
385 | 0
386 | 0
387 | 0
388 | 0
389 | 0
390 | 0
391 | 0
392 | 0
393 | 0.085
394 | 0.021
395 | 0.117
396 | 0.069
397 | 0.057
398 | 0.083
399 | 0.061
400 | 0.008
401 | 0
402 | 0
403 | 0
404 | 0
405 | 0
406 | 0
407 | 0
408 | 0
409 | 0
410 | 0
411 | 0
412 | 0
413 | 0
414 | 0
415 | 0
416 | 0
417 | 0.058
418 | 0.132
419 | 0.186
420 | 0.19
421 | 0.107
422 | 0.07
423 | 0.079
424 | 0.057
425 | 0
426 | 0
427 | 0
428 | 0
429 | 0
430 | 0
431 | 0
432 | 0
433 | 0
434 | 0
435 | 0
436 | 0
437 | 0
438 | 0
439 | 0
440 | 0
441 | 0.059
442 | 0.094
443 | 0.27501
444 | 0.31801
445 | 0.198
446 | 0.148
447 | 0.078
448 | 0.041
449 | 0
450 | 0
451 | 0
452 | 0
453 | 0
454 | 0
455 | 0
456 | 0
457 | 0
458 | 0
459 | 0
460 | 0
461 | 0
462 | 0
463 | 0
464 | 0
465 | 0.06
466 | 0.066
467 | 0.054
468 | 0.091
469 | 0.101
470 | 0.06
471 | 0.054
472 | 0.037
473 | 0
474 | 0
475 | 0
476 | 0
477 | 0
478 | 0
479 | 0
480 | 0
481 | 0
482 | 0
483 | 0
484 | 0
485 | 0
486 | 0
487 | 0
488 | 0
489 | 0.10601
490 | 0.135
491 | 0.059
492 | 0.133
493 | 0.089
494 | 0.186
495 | 0.032
496 | 0.044
497 | 0
498 | 0
499 | 0
500 | 0
501 | 0
502 | 0
503 | 0
504 | 0
505 | 0
506 | 0
507 | 0
508 | 0
509 | 0
510 | 0
511 | 0
512 | 0
513 | 0.049
514 | 0.043
515 | 0.08
516 | 0.072
517 | 0.062
518 | 0.03
519 | 0.04
520 | 0.033
521 | 0
522 | 0
523 | 0
524 | 0
525 | 0
526 | 0
527 | 0
528 | 0
529 | 0
530 | 0
531 | 0
532 | 0
533 | 0
534 | 0
535 | 0
536 | 0
537 | 0.055
538 | 0.088
539 | 0.057
540 | 0.061
541 | 0.137
542 | 0.056
543 | 0.044
544 | 0.036
545 | 0
546 | 0
547 | 0
548 | 0
549 | 0
550 | 0
551 | 0
552 | 0
553 | 0
554 | 0
555 | 0
556 | 0
557 | 0
558 | 0
559 | 0
560 | 0
561 | 0.053
562 | 0.069
563 | 0.059
564 | 0.088
565 | 0.23
566 | 0.138
567 | 0.071
568 | 0.073
569 | 0
570 | 0
571 | 0
572 | 0
573 | 0
574 | 0
575 | 0
576 | 0
577 | 0
578 | 0
579 | 0
580 | 0
581 | 0
582 | 0
583 | 0
584 | 0
585 | 0.081
586 | 0.109
587 | 0.082
588 | 0.094
589 | 0.113
590 | 0.087
591 | 0.03
592 | 0.011
593 | 0
594 | 0
595 | 0
596 | 0
597 | 0
598 | 0
599 | 0
600 | 0
601 | 0
602 | 0
603 | 0
604 | 0
605 | 0
606 | 0
607 | 0
608 | 0
609 | 0.032
610 | 0.085
611 | 0.06
612 | 0.079
613 | 0.06
614 | 0.06
615 | 0.045
616 | 0.039
617 | 0
618 | 0
619 | 0
620 | 0
621 | 0
622 | 0
623 | 0
624 | 0
625 | 0
626 | 0
627 | 0
628 | 0
629 | 0
630 | 0
631 | 0
632 | 0
633 | 0.048
634 | 0.125
635 | 0.119
636 | 0.169
637 | 0.232
638 | 0.182
639 | 0.085
640 | 0.013
641 | 0
642 | 0
643 | 0
644 | 0
645 | 0
646 | 0
647 | 0
648 | 0
649 | 0
650 | 0
651 | 0
652 | 0
653 | 0
654 | 0
655 | 0
656 | 0
657 | 0.13801
658 | 0.198
659 | 0.174
660 | 0.218
661 | 0.199
662 | 0.14
663 | 0.098
664 | 0.081
665 | 0
666 | 0
667 | 0
668 | 0
669 | 0
670 | 0
671 | 0
672 | 0
673 | 0
674 | 0
675 | 0
676 | 0
677 | 0
678 | 0
679 | 0
680 | 0
681 | 0.063
682 | 0.055
683 | 0.113
684 | 0.094
685 | 0.135
686 | 0.098
687 | 0.086
688 | 0.07
689 | 0
690 | 0
691 | 0
692 | 0
693 | 0
694 | 0
695 | 0
696 | 0
697 | 0
698 | 0
699 | 0
700 | 0
701 | 0
702 | 0
703 | 0
704 | 0
705 | 0.14701
706 | 0.23801
707 | 0.32801
708 | 0.121
709 | 0.211
710 | 0.134
711 | 0.129
712 | 0.12401
713 | 0
714 | 0
715 | 0
716 | 0
717 | 0
718 | 0
719 | 0
720 | 0
721 | 0
722 | 0
723 | 0
724 | 0
725 | 0
726 | 0
727 | 0
728 | 0
729 | 0.117
730 | 0.24301
731 | 0.27
732 | 0.32001
733 | 0.30901
734 | 0.185
735 | 0.127
736 | 0.087
737 | 0
738 | 0
739 | 0
740 | 0
741 | 0
742 | 0
743 | 0
744 | 0
745 | 0
746 | 0
747 | 0
748 | 0
749 | 0
750 | 0
751 | 0
752 | 0
753 | 0.11
754 | 0.189
755 | 0.199
756 | 0.235
757 | 0.12
758 | 0.156
759 | 0.071
760 | 0.032
761 | 0
762 | 0
763 | 0
764 | 0
765 | 0
766 | 0
767 | 0
768 | 0
769 | 0
770 | 0
771 | 0
772 | 0
773 | 0
774 | 0
775 | 0
776 | 0
777 | 0.092
778 | 0.166
779 | 0.075
780 | 0.062
781 | 0.083
782 | 0.135
783 | 0.187
784 | 0.081
785 | 0
786 | 0
787 | 0
788 | 0
789 | 0
790 | 0
791 | 0
792 | 0
793 | 0
794 | 0
795 | 0
796 | 0
797 | 0
798 | 0
799 | 0
800 | 0
801 | 0.082
802 | 0.156
803 | 0.142
804 | 0.17
805 | 0.079
806 | 0.232
807 | 0.152
808 | 0.07
809 | 0
810 | 0
811 | 0
812 | 0
813 | 0
814 | 0
815 | 0
816 | 0
817 | 0
818 | 0
819 | 0
820 | 0
821 | 0
822 | 0
823 | 0
824 | 0.01539
825 | 0.086
826 | 0.103
827 | 0.046
828 | 0.113
829 | 0.218
830 | 0.233
831 | 0.145
832 | 0.07
833 | 0
834 | 0
835 | 0
836 | 0
837 | 0
838 | 0
839 | 0
840 | 0
841 | 0
842 | 0
843 | 0
844 | 0
845 | 0
846 | 0
847 | 0
848 | 0.01463
849 | 0.091
850 | 0.032
851 | 0.06
852 | 0.074
853 | 0.086
854 | 0.042
855 | 0.039
856 | 0.015
857 | 0.002
858 | 0
859 | 0
860 | 0
861 | 0
862 | 0
863 | 0
864 | 0
865 | 0
866 | 0
867 | 0
868 | 0
869 | 0
870 | 0
871 | 0
872 | 0.008
873 | 0.038
874 | 0.16
875 | 0.125
876 | 0.118
877 | 0.041
878 | 0.039
879 | 0.042
880 | 0.022
881 | 0.003
882 | 0
883 | 0
884 | 0
885 | 0
886 | 0
887 | 0
888 | 0
889 | 0
890 | 0
891 | 0
892 | 0
893 | 0
894 | 0
895 | 0
896 | 0.014
897 | 0.074
898 | 0.094
899 | 0.075
900 | 0.081
901 | 0.145
902 | 0.103
903 | 0.074
904 | 0.061
905 | 0.008
906 | 0
907 | 0
908 | 0
909 | 0
910 | 0
911 | 0
912 | 0
913 | 0
914 | 0
915 | 0
916 | 0
917 | 0
918 | 0
919 | 0
920 | 0.006
921 | 0.097
922 | 0.103
923 | 0.066
924 | 0.07
925 | 0.093
926 | 0.116
927 | 0.239
928 | 0.069
929 | 0.006
930 | 0
931 | 0
932 | 0
933 | 0
934 | 0
935 | 0
936 | 0
937 | 0
938 | 0
939 | 0
940 | 0
941 | 0
942 | 0
943 | 0
944 | 0.02332
945 | 0.087
946 | 0.099
947 | 0.085
948 | 0.154
949 | 0.232
950 | 0.233
951 | 0.222
952 | 0.147
953 | 0.02
954 | 0
955 | 0
956 | 0
957 | 0
958 | 0
959 | 0
960 | 0
961 | 0
962 | 0
963 | 0
964 | 0
965 | 0
966 | 0
967 | 0
968 | 0.03065
969 | 0.164
970 | 0.28601
971 | 0.34601
972 | 0.38601
973 | 0.38301
974 | 0.35101
975 | 0.27001
976 | 0.16
977 | 0.023
978 | 0
979 | 0
980 | 0
981 | 0
982 | 0
983 | 0
984 | 0
985 | 0
986 | 0
987 | 0
988 | 0
989 | 0
990 | 0
991 | 0
992 | 0.02456
993 | 0.095
994 | 0.132
995 | 0.155
996 | 0.139
997 | 0.177
998 | 0.36501
999 | 0.29001
1000 | 0.17001
1001 | 0.024
1002 | 0
1003 | 0
1004 | 0
1005 | 0
1006 | 0
1007 | 0
1008 | 0
1009 | 0
1010 | 0
1011 | 0
1012 | 0
1013 | 0
1014 | 0
1015 | 0
1016 | 0.02732
1017 | 0.107
1018 | 0.149
1019 | 0.169
1020 | 0.214
1021 | 0.209
1022 | 0.267
1023 | 0.28401
1024 | 0.159
1025 | 0.03357
1026 | 0
1027 | 0
1028 | 0
1029 | 0
1030 | 0
1031 | 0
1032 | 0
1033 | 0
1034 | 0
1035 | 0
1036 | 0
1037 | 0
1038 | 0
1039 | 0
1040 | 0.03104
1041 | 0.138
1042 | 0.208
1043 | 0.232
1044 | 0.298
1045 | 0.38301
1046 | 0.297
1047 | 0.26
1048 | 0.148
1049 | 0.02479
1050 | 0
1051 | 0
1052 | 0
1053 | 0
1054 | 0
1055 | 0
1056 | 0
1057 | 0
1058 | 0
1059 | 0
1060 | 0
1061 | 0
1062 | 0
1063 | 0
1064 | 0.04088
1065 | 0.175
1066 | 0.33101
1067 | 0.313
1068 | 0.39101
1069 | 0.249
1070 | 0.40201
1071 | 0.13
1072 | 0.19101
1073 | 0.0488
1074 | 0
1075 | 0
1076 | 0
1077 | 0
1078 | 0
1079 | 0
1080 | 0
1081 | 0
1082 | 0
1083 | 0
1084 | 0
1085 | 0
1086 | 0
1087 | 0
1088 | 0.03747
1089 | 0.077
1090 | 0.178
1091 | 0.09
1092 | 0.253
1093 | 0.244
1094 | 0.27
1095 | 0.209
1096 | 0.19901
1097 | 0.0432
1098 | 0
1099 | 0
1100 | 0
1101 | 0
1102 | 0
1103 | 0
1104 | 0
1105 | 0
1106 | 0
1107 | 0
1108 | 0
1109 | 0
1110 | 0
1111 | 0
1112 | 0.03254
1113 | 0.098
1114 | 0.121
1115 | 0.163
1116 | 0.176
1117 | 0.253
1118 | 0.2895
1119 | 0.32601
1120 | 0.18951
1121 | 0.04803
1122 | 0
1123 | 0
1124 | 0
1125 | 0
1126 | 0
1127 | 0
1128 | 0
1129 | 0
1130 | 0
1131 | 0
1132 | 0
1133 | 0
1134 | 0
1135 | 0
1136 | 0.059
1137 | 0.104
1138 | 0.139
1139 | 0.165
1140 | 0.181
1141 | 0.123
1142 | 0.16
1143 | 0.135
1144 | 0.123
1145 | 0.03255
1146 | 0
1147 | 0
1148 | 0
1149 | 0
1150 | 0
1151 | 0
1152 | 0
1153 | 0
1154 | 0
1155 | 0
1156 | 0
1157 | 0
1158 | 0
1159 | 0
1160 | 0.033
1161 | 0.077
1162 | 0.072
1163 | 0.07
1164 | 0.079
1165 | 0.072
1166 | 0.079
1167 | 0.067
1168 | 0.06
1169 | 0.029
1170 | 0
1171 | 0
1172 | 0
1173 | 0
1174 | 0
1175 | 0
1176 | 0
1177 | 0
1178 | 0
1179 | 0
1180 | 0
1181 | 0
1182 | 0
1183 | 0
1184 | 0.049
1185 | 0.141
1186 | 0.235
1187 | 0.40701
1188 | 0.52301
1189 | 0.53401
1190 | 0.47401
1191 | 0.37001
1192 | 0.23201
1193 | 0.077
1194 | 0
1195 | 0
1196 | 0
1197 | 0
1198 | 0
1199 | 0
1200 | 0
1201 | 0
1202 | 0
1203 | 0
1204 | 0
1205 | 0
1206 | 0
1207 | 0
1208 | 0.084
1209 | 0.24401
1210 | 0.38501
1211 | 0.49201
1212 | 0.55501
1213 | 0.54901
1214 | 0.49001
1215 | 0.38801
1216 | 0.24601
1217 | 0.085
1218 | 0
1219 | 0
1220 | 0
1221 | 0
1222 | 0
1223 | 0
1224 | 0
1225 | 0
1226 | 0
1227 | 0
1228 | 0
1229 | 0
1230 | 0
1231 | 0
1232 | 0.076
1233 | 0.118
1234 | 0.157
1235 | 0.293
1236 | 0.25
1237 | 0.11
1238 | 0.132
1239 | 0.102
1240 | 0.076
1241 | 0.014
1242 | 0
1243 | 0
1244 | 0
1245 | 0
1246 | 0
1247 | 0
1248 | 0
1249 | 0
1250 | 0
1251 | 0
1252 | 0
1253 | 0
1254 | 0
1255 | 0
1256 | 0.053
1257 | 0.11
1258 | 0.16
1259 | 0.182
1260 | 0.376
1261 | 0.268
1262 | 0.089
1263 | 0.18
1264 | 0.126
1265 | 0.051
1266 | 0
1267 | 0
1268 | 0
1269 | 0
1270 | 0
1271 | 0
1272 | 0
1273 | 0
1274 | 0
1275 | 0
1276 | 0
1277 | 0
1278 | 0
1279 | 0
1280 | 0.009
1281 | 0.041
1282 | 0.059
1283 | 0.086
1284 | 0.071
1285 | 0.059
1286 | 0.069
1287 | 0.057
1288 | 0.033
1289 | 0.051
1290 | 0
1291 | 0
1292 | 0
1293 | 0
1294 | 0
1295 | 0
1296 | 0
1297 | 0
1298 | 0
1299 | 0
1300 | 0
1301 | 0
1302 | 0
1303 | 0
1304 | 0.017
1305 | 0.07
1306 | 0.131
1307 | 0.141
1308 | 0.175
1309 | 0.193
1310 | 0.241
1311 | 0.251
1312 | 0.127
1313 | 0.063
1314 | 0
1315 | 0
1316 | 0
1317 | 0
1318 | 0
1319 | 0
1320 | 0
1321 | 0
1322 | 0
1323 | 0
1324 | 0
1325 | 0
1326 | 0
1327 | 0
1328 | 0.043
1329 | 0.07
1330 | 0.34201
1331 | 0.38601
1332 | 0.376
1333 | 0.295
1334 | 0.42501
1335 | 0.38901
1336 | 0.26901
1337 | 0.104
1338 | 0
1339 | 0
1340 | 0
1341 | 0
1342 | 0
1343 | 0
1344 | 0
1345 | 0
1346 | 0
1347 | 0
1348 | 0
1349 | 0
1350 | 0
1351 | 0
1352 | 0.122
1353 | 0.28801
1354 | 0.43501
1355 | 0.53601
1356 | 0.60202
1357 | 0.59201
1358 | 0.54501
1359 | 0.43301
1360 | 0.28401
1361 | 0.116
1362 | 0
1363 | 0
1364 | 0
1365 | 0
1366 | 0
1367 | 0
1368 | 0
1369 | 0
1370 | 0
1371 | 0
1372 | 0
1373 | 0
1374 | 0
1375 | 0
1376 | 0.032
1377 | 0.077
1378 | 0.07
1379 | 0.081
1380 | 0.096
1381 | 0.052
1382 | 0.052
1383 | 0.069
1384 | 0.071
1385 | 0.021
1386 | 0
1387 | 0
1388 | 0
1389 | 0
1390 | 0
1391 | 0
1392 | 0
1393 | 0
1394 | 0
1395 | 0
1396 | 0
1397 | 0
1398 | 0
1399 | 0
1400 | 0.07
1401 | 0.138
1402 | 0.18
1403 | 0.136
1404 | 0.232
1405 | 0.189
1406 | 0.171
1407 | 0.205
1408 | 0.186
1409 | 0.062
1410 | 0
1411 | 0
1412 | 0
1413 | 0
1414 | 0
1415 | 0
1416 | 0
1417 | 0
1418 | 0
1419 | 0
1420 | 0
1421 | 0
1422 | 0
1423 | 0
1424 | 0.077
1425 | 0.167
1426 | 0.17
1427 | 0.251
1428 | 0.141
1429 | 0.12
1430 | 0.099
1431 | 0.34801
1432 | 0.175
1433 | 0.071
1434 | 0
1435 | 0
1436 | 0
1437 | 0
1438 | 0
1439 | 0
1440 | 0
1441 | 0
1442 | 0
1443 | 0
1444 | 0
1445 | 0
1446 | 0
1447 | 0
1448 | 0.013
1449 | 0.072
1450 | 0.25
1451 | 0.055
1452 | 0.053
1453 | 0.0715
1454 | 0.09
1455 | 0.061
1456 | 0.175
1457 | 0.087
1458 | 0
1459 | 0
1460 | 0
1461 | 0
1462 | 0
1463 | 0
1464 | 0
1465 | 0
1466 | 0
1467 | 0
1468 | 0
1469 | 0
1470 | 0
1471 | 0
1472 | 0.088
1473 | 0.28401
1474 | 0.282
1475 | 0.53901
1476 | 0.58501
1477 | 0.41551
1478 | 0.246
1479 | 0.197
1480 | 0.223
1481 | 0.118
1482 | 0
1483 | 0
1484 | 0
1485 | 0
1486 | 0
1487 | 0
1488 | 0
1489 | 0
1490 | 0
1491 | 0
1492 | 0
1493 | 0
1494 | 0
1495 | 0
1496 | 0.038
1497 | 0.075
1498 | 0.084
1499 | 0.2
1500 | 0.159
1501 | 0.151
1502 | 0.46701
1503 | 0.39001
1504 | 0.183
1505 | 0.057
1506 | 0
1507 | 0
1508 | 0
1509 | 0
1510 | 0
1511 | 0
1512 | 0
1513 | 0
1514 | 0
1515 | 0
1516 | 0
1517 | 0
1518 | 0
1519 | 0
1520 | 0.092
1521 | 0.228
1522 | 0.334
1523 | 0.314
1524 | 0.171
1525 | 0.088
1526 | 0.393
1527 | 0.267
1528 | 0.175
1529 | 0.106
1530 | 0
1531 | 0
1532 | 0
1533 | 0
1534 | 0
1535 | 0
1536 | 0
1537 | 0
1538 | 0
1539 | 0
1540 | 0
1541 | 0
1542 | 0
1543 | 0
1544 | 0.153
1545 | 0.32101
1546 | 0.45701
1547 | 0.57001
1548 | 0.61401
1549 | 0.58201
1550 | 0.55701
1551 | 0.45701
1552 | 0.30801
1553 | 0.135
1554 | 0
1555 | 0
1556 | 0
1557 | 0
1558 | 0
1559 | 0
1560 | 0
1561 | 0
1562 | 0
1563 | 0
1564 | 0
1565 | 0
1566 | 0
1567 | 0
1568 | 0.159
1569 | 0.31501
1570 | 0.43601
1571 | 0.50101
1572 | 0.55701
1573 | 0.54801
1574 | 0.49701
1575 | 0.38501
1576 | 0.32401
1577 | 0.148
1578 | 0
1579 | 0
1580 | 0
1581 | 0
1582 | 0
1583 | 0
1584 | 0
1585 | 0
1586 | 0
1587 | 0
1588 | 0
1589 | 0
1590 | 0
1591 | 0
1592 | 0.167
1593 | 0.33701
1594 | 0.47201
1595 | 0.56801
1596 | 0.59001
1597 | 0.54401
1598 | 0.49301
1599 | 0.42201
1600 | 0.253
1601 | 0.128
1602 | 0
1603 | 0
1604 | 0
1605 | 0
1606 | 0
1607 | 0
1608 | 0
1609 | 0
1610 | 0
1611 | 0
1612 | 0
1613 | 0
1614 | 0
1615 | 0
1616 | 0.178
1617 | 0.34001
1618 | 0.47901
1619 | 0.59001
1620 | 0.64601
1621 | 0.62301
1622 | 0.58001
1623 | 0.47601
1624 | 0.32601
1625 | 0.157
1626 | 0
1627 | 0
1628 | 0
1629 | 0
1630 | 0
1631 | 0
1632 | 0
1633 | 0
1634 | 0
1635 | 0
1636 | 0
1637 | 0
1638 | 0
1639 | 0.011
1640 | 0.175
1641 | 0.34801
1642 | 0.48801
1643 | 0.59601
1644 | 0.63501
1645 | 0.60201
1646 | 0.49701
1647 | 0.319
1648 | 0.176
1649 | 0.08
1650 | 0
1651 | 0
1652 | 0
1653 | 0
1654 | 0
1655 | 0
1656 | 0
1657 | 0
1658 | 0
1659 | 0
1660 | 0
1661 | 0
1662 | 0
1663 | 0.007
1664 | 0.094
1665 | 0.121
1666 | 0.11
1667 | 0.223
1668 | 0.221
1669 | 0.367
1670 | 0.57301
1671 | 0.48201
1672 | 0.30201
1673 | 0.138
1674 | 0
1675 | 0
1676 | 0
1677 | 0
1678 | 0
1679 | 0
1680 | 0
1681 | 0
1682 | 0
1683 | 0
1684 | 0
1685 | 0
1686 | 0
1687 | 0.018
1688 | 0.195
1689 | 0.37001
1690 | 0.51101
1691 | 0.61501
1692 | 0.66501
1693 | 0.64001
1694 | 0.58801
1695 | 0.49001
1696 | 0.33901
1697 | 0.17
1698 | 0
1699 | 0
1700 | 0
1701 | 0
1702 | 0
1703 | 0
1704 | 0
1705 | 0
1706 | 0
1707 | 0
1708 | 0
1709 | 0
1710 | 0
1711 | 0.02
1712 | 0.194
1713 | 0.37001
1714 | 0.51301
1715 | 0.61901
1716 | 0.67401
1717 | 0.66301
1718 | 0.60601
1719 | 0.49501
1720 | 0.34201
1721 | 0.173
1722 | 0
1723 | 0
1724 | 0
1725 | 0
1726 | 0
1727 | 0
1728 | 0
1729 | 0
1730 | 0
1731 | 0
1732 | 0
1733 | 0
1734 | 0
1735 | 0.022
1736 | 0.189
1737 | 0.36501
1738 | 0.50801
1739 | 0.61301
1740 | 0.67701
1741 | 0.66601
1742 | 0.60301
1743 | 0.48501
1744 | 0.33601
1745 | 0.167
1746 | 0.001
1747 | 0
1748 | 0
1749 | 0
1750 | 0
1751 | 0
1752 | 0
1753 | 0
1754 | 0
1755 | 0
1756 | 0
1757 | 0
1758 | 0
1759 | 0.017
1760 | 0.086
1761 | 0.124
1762 | 0.177
1763 | 0.233
1764 | 0.401
1765 | 0.67201
1766 | 0.48601
1767 | 0.46201
1768 | 0.307
1769 | 0.143
1770 | 0.01605
1771 | 0
1772 | 0
1773 | 0
1774 | 0
1775 | 0
1776 | 0
1777 | 0
1778 | 0
1779 | 0
1780 | 0
1781 | 0
1782 | 0
1783 | 0.016
1784 | 0.056
1785 | 0.202
1786 | 0.234
1787 | 0.61901
1788 | 0.67201
1789 | 0.64201
1790 | 0.48101
1791 | 0.397
1792 | 0.115
1793 | 0.076
1794 | 0.01086
1795 | 0
1796 | 0
1797 | 0
1798 | 0
1799 | 0
1800 | 0
1801 | 0
1802 | 0
1803 | 0
1804 | 0
1805 | 0
1806 | 0
1807 | 0.015
1808 | 0.169
1809 | 0.40801
1810 | 0.51901
1811 | 0.54801
1812 | 0.68201
1813 | 0.67701
1814 | 0.59301
1815 | 0.352
1816 | 0.251
1817 | 0.102
1818 | 0.019
1819 | 0
1820 | 0
1821 | 0
1822 | 0
1823 | 0
1824 | 0
1825 | 0
1826 | 0
1827 | 0
1828 | 0
1829 | 0
1830 | 0
1831 | 0.02581
1832 | 0.192
1833 | 0.39501
1834 | 0.52001
1835 | 0.64801
1836 | 0.70901
1837 | 0.69701
1838 | 0.63101
1839 | 0.51201
1840 | 0.35701
1841 | 0.19
1842 | 0.02174
1843 | 0
1844 | 0
1845 | 0
1846 | 0
1847 | 0
1848 | 0
1849 | 0
1850 | 0
1851 | 0
1852 | 0
1853 | 0
1854 | 0
1855 | 0.051
1856 | 0.22
1857 | 0.39701
1858 | 0.53801
1859 | 0.65101
1860 | 0.70501
1861 | 0.60001
1862 | 0.63701
1863 | 0.51901
1864 | 0.36401
1865 | 0.195
1866 | 0.02908
1867 | 0
1868 | 0
1869 | 0
1870 | 0
1871 | 0
1872 | 0
1873 | 0
1874 | 0
1875 | 0
1876 | 0
1877 | 0
1878 | 0
1879 | 0.057
1880 | 0.229
1881 | 0.40501
1882 | 0.58401
1883 | 0.69101
1884 | 0.72901
1885 | 0.71201
1886 | 0.63901
1887 | 0.52501
1888 | 0.35901
1889 | 0.198
1890 | 0.03248
1891 | 0
1892 | 0
1893 | 0
1894 | 0
1895 | 0
1896 | 0
1897 | 0
1898 | 0
1899 | 0
1900 | 0
1901 | 0
1902 | 0
1903 | 0.007
1904 | 0.023
1905 | 0.194
1906 | 0.054
1907 | 0.106
1908 | 0.191
1909 | 0.141
1910 | 0.096
1911 | 0.099
1912 | 0.095
1913 | 0.075
1914 | 0.01882
1915 | 0
1916 | 0
1917 | 0
1918 | 0
1919 | 0
1920 | 0
1921 | 0
1922 | 0
1923 | 0
1924 | 0
1925 | 0
1926 | 0
1927 | 0.026
1928 | 0.059
1929 | 0.139
1930 | 0.079
1931 | 0.087
1932 | 0.18
1933 | 0.206
1934 | 0.281
1935 | 0.206
1936 | 0.077
1937 | 0.077
1938 | 0.02533
1939 | 0
1940 | 0
1941 | 0
1942 | 0
1943 | 0
1944 | 0
1945 | 0
1946 | 0
1947 | 0
1948 | 0
1949 | 0
1950 | 0
1951 | 0.041
1952 | 0.125
1953 | 0.198
1954 | 0.368
1955 | 0.65801
1956 | 0.75001
1957 | 0.74001
1958 | 0.67501
1959 | 0.55901
1960 | 0.39701
1961 | 0.222
1962 | 0.04115
1963 | 0
1964 | 0
1965 | 0
1966 | 0
1967 | 0
1968 | 0
1969 | 0
1970 | 0
1971 | 0
1972 | 0
1973 | 0
1974 | 0
1975 | 0.062
1976 | 0.175
1977 | 0.43801
1978 | 0.58101
1979 | 0.59201
1980 | 0.71601
1981 | 0.73801
1982 | 0.67401
1983 | 0.55301
1984 | 0.40501
1985 | 0.229
1986 | 0.04706
1987 | 0
1988 | 0
1989 | 0
1990 | 0
1991 | 0
1992 | 0
1993 | 0
1994 | 0
1995 | 0
1996 | 0
1997 | 0
1998 | 0
1999 | 0.038
2000 | 0.171
2001 | 0.165
2002 | 0.183
2003 | 0.252
2004 | 0.282
2005 | 0.303
2006 | 0.244
2007 | 0.144
2008 | 0.113
2009 | 0.104
2010 | 0.008
2011 | 0
2012 | 0
2013 | 0
2014 | 0
2015 | 0
2016 | 0
2017 | 0
2018 | 0
2019 | 0
2020 | 0
2021 | 0
2022 | 0
2023 | 0.046
2024 | 0.139
2025 | 0.12
2026 | 0.102
2027 | 0.126
2028 | 0.203
2029 | 0.126
2030 | 0.084
2031 | 0.102
2032 | 0.126
2033 | 0.147
2034 | 0.023
2035 | 0
2036 | 0
2037 | 0
2038 | 0
2039 | 0
2040 | 0
2041 | 0
2042 | 0
2043 | 0
2044 | 0
2045 | 0
2046 | 0
2047 | 0.042
2048 | 0.097
2049 | 0.41401
2050 | 0.349
2051 | 0.501
2052 | 0.472
2053 | 0.549
2054 | 0.207
2055 | 0.396
2056 | 0.264
2057 | 0.104
2058 | 0.04364
2059 | 0
2060 | 0
2061 | 0
2062 | 0
2063 | 0
2064 | 0
2065 | 0
2066 | 0
2067 | 0
2068 | 0
2069 | 0
2070 | 0
2071 | 0.115
2072 | 0.307
2073 | 0.48701
2074 | 0.62101
2075 | 0.72701
2076 | 0.78001
2077 | 0.75301
2078 | 0.68801
2079 | 0.51301
2080 | 0.201
2081 | 0.076
2082 | 0.021
2083 | 0
2084 | 0
2085 | 0
2086 | 0
2087 | 0
2088 | 0
2089 | 0
2090 | 0
2091 | 0
2092 | 0
2093 | 0
2094 | 0
2095 | 0.065
2096 | 0.132
2097 | 0.159
2098 | 0.383
2099 | 0.096
2100 | 0.118
2101 | 0.11
2102 | 0.103
2103 | 0.092
2104 | 0.097
2105 | 0.038
2106 | 0.008
2107 | 0
2108 | 0
2109 | 0
2110 | 0
2111 | 0
2112 | 0
2113 | 0
2114 | 0
2115 | 0
2116 | 0
2117 | 0
2118 | 0
2119 | 0.012
2120 | 0.078
2121 | 0.13
2122 | 0.099
2123 | 0.228
2124 | 0.127
2125 | 0.252
2126 | 0.476
2127 | 0.255
2128 | 0.054
2129 | 0.067
2130 | 0.02
2131 | 0
2132 | 0
2133 | 0
2134 | 0
2135 | 0
2136 | 0
2137 | 0
2138 | 0
2139 | 0
2140 | 0
2141 | 0
2142 | 0
2143 | 0.083
2144 | 0.181
2145 | 0.071
2146 | 0.105
2147 | 0.112
2148 | 0.244
2149 | 0.124
2150 | 0.236
2151 | 0.093
2152 | 0.059
2153 | 0.039
2154 | 0.075
2155 | 0
2156 | 0
2157 | 0
2158 | 0
2159 | 0
2160 | 0
2161 | 0
2162 | 0
2163 | 0
2164 | 0
2165 | 0
2166 | 0
2167 | 0.119
2168 | 0.075
2169 | 0.076
2170 | 0.095
2171 | 0.124
2172 | 0.58
2173 | 0.524
2174 | 0.66201
2175 | 0.152
2176 | 0.081
2177 | 0.167
2178 | 0.028
2179 | 0
2180 | 0
2181 | 0
2182 | 0
2183 | 0
2184 | 0
2185 | 0
2186 | 0
2187 | 0
2188 | 0
2189 | 0
2190 | 0
2191 | 0.016
2192 | 0.034
2193 | 0.078
2194 | 0.098
2195 | 0.107
2196 | 0.114
2197 | 0.087
2198 | 0.091
2199 | 0.052
2200 | 0.055
2201 | 0.047
2202 | 0.027
2203 | 0
2204 | 0
2205 | 0
2206 | 0
2207 | 0
2208 | 0
2209 | 0
2210 | 0
2211 | 0
2212 | 0
2213 | 0
2214 | 0
2215 | 0.085
2216 | 0.173
2217 | 0.283
2218 | 0.54001
2219 | 0.61501
2220 | 0.63301
2221 | 0.572
2222 | 0.59401
2223 | 0.484
2224 | 0.181
2225 | 0.116
2226 | 0.031
2227 | 0
2228 | 0
2229 | 0
2230 | 0
2231 | 0
2232 | 0
2233 | 0
2234 | 0
2235 | 0
2236 | 0
2237 | 0
2238 | 0
2239 | 0.054
2240 | 0.033
2241 | 0.053
2242 | 0.116
2243 | 0.092
2244 | 0.138
2245 | 0.075
2246 | 0.106
2247 | 0.08
2248 | 0.117
2249 | 0.079
2250 | 0.039
2251 | 0
2252 | 0
2253 | 0
2254 | 0
2255 | 0
2256 | 0
2257 | 0
2258 | 0
2259 | 0
2260 | 0
2261 | 0
2262 | 0
2263 | 0.106
2264 | 0.232
2265 | 0.238
2266 | 0.353
2267 | 0.212
2268 | 0.264
2269 | 0.595
2270 | 0.62001
2271 | 0.463
2272 | 0.367
2273 | 0.108
2274 | 0.081
2275 | 0
2276 | 0
2277 | 0
2278 | 0
2279 | 0
2280 | 0
2281 | 0
2282 | 0
2283 | 0
2284 | 0
2285 | 0
2286 | 0
2287 | 0.161
2288 | 0.348
2289 | 0.51601
2290 | 0.65401
2291 | 0.70401
2292 | 0.595
2293 | 0.118
2294 | 0.208
2295 | 0.092
2296 | 0.085
2297 | 0.074
2298 | 0.043
2299 | 0
2300 | 0
2301 | 0
2302 | 0
2303 | 0
2304 | 0
2305 | 0
2306 | 0
2307 | 0
2308 | 0
2309 | 0
2310 | 0
2311 | 0.167
2312 | 0.351
2313 | 0.52401
2314 | 0.66901
2315 | 0.76001
2316 | 0.80901
2317 | 0.78101
2318 | 0.72301
2319 | 0.61301
2320 | 0.45701
2321 | 0.28
2322 | 0.097
2323 | 0
2324 | 0
2325 | 0
2326 | 0
2327 | 0
2328 | 0
2329 | 0
2330 | 0
2331 | 0
2332 | 0
2333 | 0
2334 | 0
2335 | 0.171
2336 | 0.355
2337 | 0.52801
2338 | 0.66801
2339 | 0.76501
2340 | 0.80601
2341 | 0.79401
2342 | 0.73101
2343 | 0.61701
2344 | 0.46101
2345 | 0.281
2346 | 0.098
2347 | 0
2348 | 0
2349 | 0
2350 | 0
2351 | 0
2352 | 0
2353 | 0
2354 | 0
2355 | 0
2356 | 0
2357 | 0
2358 | 0.01
2359 | 0.179
2360 | 0.364
2361 | 0.53601
2362 | 0.67401
2363 | 0.76701
2364 | 0.81101
2365 | 0.79801
2366 | 0.73501
2367 | 0.62201
2368 | 0.461
2369 | 0.283
2370 | 0.103
2371 | 0
2372 | 0
2373 | 0
2374 | 0
2375 | 0
2376 | 0
2377 | 0
2378 | 0
2379 | 0
2380 | 0
2381 | 0
2382 | 0.013
2383 | 0.184
2384 | 0.361
2385 | 0.52501
2386 | 0.66501
2387 | 0.73501
2388 | 0.78101
2389 | 0.75201
2390 | 0.66201
2391 | 0.407
2392 | 0.423
2393 | 0.268
2394 | 0.076
2395 | 0
2396 | 0
2397 | 0
2398 | 0
2399 | 0
2400 | 0
2401 | 0
2402 | 0
2403 | 0
2404 | 0
2405 | 0
2406 | 0.005
2407 | 0.137
2408 | 0.347
2409 | 0.41
2410 | 0.556
2411 | 0.365
2412 | 0.136
2413 | 0.522
2414 | 0.328
2415 | 0.092
2416 | 0.117
2417 | 0.087
2418 | 0.039
2419 | 0
2420 | 0
2421 | 0
2422 | 0
2423 | 0
2424 | 0
2425 | 0
2426 | 0
2427 | 0
2428 | 0
2429 | 0
2430 | 0.006
2431 | 0.141
2432 | 0.35
2433 | 0.54401
2434 | 0.64701
2435 | 0.77701
2436 | 0.82001
2437 | 0.81201
2438 | 0.74801
2439 | 0.62101
2440 | 0.468
2441 | 0.289
2442 | 0.114
2443 | 0
2444 | 0
2445 | 0
2446 | 0
2447 | 0
2448 | 0
2449 | 0
2450 | 0
2451 | 0
2452 | 0
2453 | 0
2454 | 0.02
2455 | 0.198
2456 | 0.387
2457 | 0.55801
2458 | 0.67301
2459 | 0.69501
2460 | 0.72501
2461 | 0.75601
2462 | 0.67401
2463 | 0.59201
2464 | 0.449
2465 | 0.249
2466 | 0.079
2467 | 0
2468 | 0
2469 | 0
2470 | 0
2471 | 0
2472 | 0
2473 | 0
2474 | 0
2475 | 0
2476 | 0
2477 | 0
2478 | 0.022
2479 | 0.196
2480 | 0.377
2481 | 0.54601
2482 | 0.67801
2483 | 0.77401
2484 | 0.82001
2485 | 0.79901
2486 | 0.74001
2487 | 0.61201
2488 | 0.455
2489 | 0.277
2490 | 0.114
2491 | 0
2492 | 0
2493 | 0
2494 | 0
2495 | 0
2496 | 0
2497 | 0
2498 | 0
2499 | 0
2500 | 0
2501 | 0
2502 | 0.02808
2503 | 0.199
2504 | 0.388
2505 | 0.513
2506 | 0.70801
2507 | 0.80401
2508 | 0.84601
2509 | 0.83301
2510 | 0.76401
2511 | 0.61201
2512 | 0.408
2513 | 0.234
2514 | 0.11
2515 | 0
2516 | 0
2517 | 0
2518 | 0
2519 | 0
2520 | 0
2521 | 0
2522 | 0
2523 | 0
2524 | 0
2525 | 0
2526 | 0.0238
2527 | 0.038
2528 | 0.137
2529 | 0.434
2530 | 0.595
2531 | 0.66601
2532 | 0.74901
2533 | 0.376
2534 | 0.386
2535 | 0.44
2536 | 0.075
2537 | 0.1
2538 | 0.019
2539 | 0
2540 | 0
2541 | 0
2542 | 0
2543 | 0
2544 | 0
2545 | 0
2546 | 0
2547 | 0
2548 | 0
2549 | 0
2550 | 0.012
2551 | 0.06
2552 | 0.053
2553 | 0.115
2554 | 0.108
2555 | 0.09
2556 | 0.161
2557 | 0.118
2558 | 0.076
2559 | 0.066
2560 | 0.057
2561 | 0.028
2562 | 0.078
2563 | 0
2564 | 0
2565 | 0
2566 | 0
2567 | 0
2568 | 0
2569 | 0
2570 | 0
2571 | 0
2572 | 0
2573 | 0
2574 | 0.013
2575 | 0.027
2576 | 0.199
2577 | 0.352
2578 | 0.576
2579 | 0.6
2580 | 0.436
2581 | 0.27
2582 | 0.602
2583 | 0.63401
2584 | 0.488
2585 | 0.321
2586 | 0.138
2587 | 0
2588 | 0
2589 | 0
2590 | 0
2591 | 0
2592 | 0
2593 | 0
2594 | 0
2595 | 0
2596 | 0
2597 | 0
2598 | 0.05
2599 | 0.238
2600 | 0.421
2601 | 0.59501
2602 | 0.73501
2603 | 0.82601
2604 | 0.86701
2605 | 0.85301
2606 | 0.78301
2607 | 0.66701
2608 | 0.504
2609 | 0.326
2610 | 0.144
2611 | 0
2612 | 0
2613 | 0
2614 | 0
2615 | 0
2616 | 0
2617 | 0
2618 | 0
2619 | 0
2620 | 0
2621 | 0
2622 | 0.054
2623 | 0.243
2624 | 0.429
2625 | 0.59701
2626 | 0.73901
2627 | 0.82201
2628 | 0.85401
2629 | 0.75501
2630 | 0.75501
2631 | 0.65801
2632 | 0.508
2633 | 0.329
2634 | 0.148
2635 | 0
2636 | 0
2637 | 0
2638 | 0
2639 | 0
2640 | 0
2641 | 0
2642 | 0
2643 | 0
2644 | 0
2645 | 0
2646 | 0.056
2647 | 0.244
2648 | 0.43
2649 | 0.59901
2650 | 0.74001
2651 | 0.82601
2652 | 0.87501
2653 | 0.86001
2654 | 0.79001
2655 | 0.67201
2656 | 0.509
2657 | 0.331
2658 | 0.151
2659 | 0
2660 | 0
2661 | 0
2662 | 0
2663 | 0
2664 | 0
2665 | 0
2666 | 0
2667 | 0
2668 | 0
2669 | 0
2670 | 0.064
2671 | 0.257
2672 | 0.443
2673 | 0.60701
2674 | 0.74801
2675 | 0.83801
2676 | 0.87901
2677 | 0.86401
2678 | 0.79401
2679 | 0.67501
2680 | 0.513
2681 | 0.336
2682 | 0.154
2683 | 0
2684 | 0
2685 | 0
2686 | 0
2687 | 0
2688 | 0
2689 | 0
2690 | 0
2691 | 0
2692 | 0
2693 | 0
2694 | 0.062
2695 | 0.254
2696 | 0.442
2697 | 0.60801
2698 | 0.74501
2699 | 0.83401
2700 | 0.87901
2701 | 0.86301
2702 | 0.79001
2703 | 0.68201
2704 | 0.516
2705 | 0.336
2706 | 0.155
2707 | 0
2708 | 0
2709 | 0
2710 | 0
2711 | 0
2712 | 0
2713 | 0
2714 | 0
2715 | 0
2716 | 0
2717 | 0
2718 | 0.068
2719 | 0.262
2720 | 0.448
2721 | 0.61001
2722 | 0.75301
2723 | 0.84601
2724 | 0.88701
2725 | 0.87101
2726 | 0.80101
2727 | 0.68501
2728 | 0.523
2729 | 0.333
2730 | 0.14
2731 | 0
2732 | 0
2733 | 0
2734 | 0
2735 | 0
2736 | 0
2737 | 0
2738 | 0
2739 | 0
2740 | 0
2741 | 0
2742 | 0.035
2743 | 0.099
2744 | 0.199
2745 | 0.343
2746 | 0.371
2747 | 0.403
2748 | 0.274
2749 | 0.451
2750 | 0.156
2751 | 0.116
2752 | 0.083
2753 | 0.076
2754 | 0.099
2755 | 0
2756 | 0
2757 | 0
2758 | 0
2759 | 0
2760 | 0
2761 | 0
2762 | 0
2763 | 0
2764 | 0
2765 | 0
2766 | 0.06
2767 | 0.089
2768 | 0.249
2769 | 0.252
2770 | 0.449
2771 | 0.78001
2772 | 0.79301
2773 | 0.77001
2774 | 0.421
2775 | 0.435
2776 | 0.218
2777 | 0.303
2778 | 0.069
2779 | 0
2780 | 0
2781 | 0
2782 | 0
2783 | 0
2784 | 0
2785 | 0
2786 | 0
2787 | 0
2788 | 0
2789 | 0
2790 | 0.055
2791 | 0.162
2792 | 0.317
2793 | 0.271
2794 | 0.239
2795 | 0.649
2796 | 0.169
2797 | 0.431
2798 | 0.73601
2799 | 0.571
2800 | 0.53
2801 | 0.361
2802 | 0.176
2803 | 0.001
2804 | 0
2805 | 0
2806 | 0
2807 | 0
2808 | 0
2809 | 0
2810 | 0
2811 | 0
2812 | 0
2813 | 0
2814 | 0.071
2815 | 0.024
2816 | 0.041
2817 | 0.0915
2818 | 0.142
2819 | 0.109
2820 | 0.158
2821 | 0.128
2822 | 0.098
2823 | 0.061
2824 | 0.171
2825 | 0.122
2826 | 0.1
2827 | 0.002
2828 | 0
2829 | 0
2830 | 0
2831 | 0
2832 | 0
2833 | 0
2834 | 0
2835 | 0
2836 | 0
2837 | 0
2838 | 0.068
2839 | 0.224
2840 | 0.343
2841 | 0.529
2842 | 0.654
2843 | 0.79401
2844 | 0.85401
2845 | 0.82401
2846 | 0.628
2847 | 0.222
2848 | 0.325
2849 | 0.162
2850 | 0.07
2851 | 0.002
2852 | 0
2853 | 0
2854 | 0
2855 | 0
2856 | 0
2857 | 0
2858 | 0
2859 | 0
2860 | 0
2861 | 0
2862 | 0.11
2863 | 0.286
2864 | 0.454
2865 | 0.628
2866 | 0.661
2867 | 0.75201
2868 | 0.81001
2869 | 0.79501
2870 | 0.68501
2871 | 0.377
2872 | 0.179
2873 | 0.169
2874 | 0.03
2875 | 0.003
2876 | 0
2877 | 0
2878 | 0
2879 | 0
2880 | 0
2881 | 0
2882 | 0
2883 | 0
2884 | 0
2885 | 0
2886 | 0.011
2887 | 0.025
2888 | 0.041
2889 | 0.072
2890 | 0.073
2891 | 0.085
2892 | 0.1
2893 | 0.134
2894 | 0.217
2895 | 0.065
2896 | 0.079
2897 | 0.031
2898 | 0.025
2899 | 0.003
2900 | 0
2901 | 0
2902 | 0
2903 | 0
2904 | 0
2905 | 0
2906 | 0
2907 | 0
2908 | 0
2909 | 0
2910 | 0.012
2911 | 0.102
2912 | 0.182
2913 | 0.246
2914 | 0.383
2915 | 0.572
2916 | 0.443
2917 | 0.299
2918 | 0.2
2919 | 0.19
2920 | 0.105
2921 | 0.048
2922 | 0.024
2923 | 0.002
2924 | 0
2925 | 0
2926 | 0
2927 | 0
2928 | 0
2929 | 0
2930 | 0
2931 | 0
2932 | 0
2933 | 0
2934 | 0.016
2935 | 0.041
2936 | 0.071
2937 | 0.14
2938 | 0.14
2939 | 0.157
2940 | 0.124
2941 | 0.172
2942 | 0.337
2943 | 0.172
2944 | 0.224
2945 | 0.196
2946 | 0.065
2947 | 0.01
2948 | 0
2949 | 0
2950 | 0
2951 | 0
2952 | 0
2953 | 0
2954 | 0
2955 | 0
2956 | 0
2957 | 0
2958 | 0.011
2959 | 0.065
2960 | 0.112
2961 | 0.183
2962 | 0.121
2963 | 0.142
2964 | 0.272
2965 | 0.136
2966 | 0.54
2967 | 0.535
2968 | 0.096
2969 | 0.145
2970 | 0.092
2971 | 0.012
2972 | 0
2973 | 0
2974 | 0
2975 | 0
2976 | 0
2977 | 0
2978 | 0
2979 | 0
2980 | 0
2981 | 0
2982 | 0.1
2983 | 0.033
2984 | 0.105
2985 | 0.215
2986 | 0.151
2987 | 0.695
2988 | 0.514
2989 | 0.143
2990 | 0.193
2991 | 0.204
2992 | 0.314
2993 | 0.187
2994 | 0.128
2995 | 0.01683
2996 | 0
2997 | 0
2998 | 0
2999 | 0
3000 | 0
3001 | 0
3002 | 0
3003 | 0
3004 | 0
3005 | 0
3006 | 0.039
3007 | 0.122
3008 | 0.172
3009 | 0.324
3010 | 0.488
3011 | 0.83501
3012 | 0.77901
3013 | 0.82801
3014 | 0.637
3015 | 0.582
3016 | 0.47
3017 | 0.325
3018 | 0.022
3019 | 0.01783
3020 | 0
3021 | 0
3022 | 0
3023 | 0
3024 | 0
3025 | 0
3026 | 0
3027 | 0
3028 | 0
3029 | 0
3030 | 0.047
3031 | 0.262
3032 | 0.212
3033 | 0.387
3034 | 0.68
3035 | 0.79801
3036 | 0.81401
3037 | 0.79401
3038 | 0.82801
3039 | 0.683
3040 | 0.501
3041 | 0.318
3042 | 0.093
3043 | 0.006
3044 | 0
3045 | 0
3046 | 0
3047 | 0
3048 | 0
3049 | 0
3050 | 0
3051 | 0
3052 | 0
3053 | 0
3054 | 0.135
3055 | 0.305
3056 | 0.493
3057 | 0.648
3058 | 0.77501
3059 | 0.88901
3060 | 0.90001
3061 | 0.78701
3062 | 0.71301
3063 | 0.191
3064 | 0.061
3065 | 0.064
3066 | 0.025
3067 | 0.018
3068 | 0
3069 | 0
3070 | 0
3071 | 0
3072 | 0
3073 | 0
3074 | 0
3075 | 0
3076 | 0
3077 | 0
3078 | 0.04
3079 | 0.058
3080 | 0.149
3081 | 0.276
3082 | 0.373
3083 | 0.498
3084 | 0.452
3085 | 0.472
3086 | 0.54
3087 | 0.531
3088 | 0.241
3089 | 0.26
3090 | 0.201
3091 | 0.03401
3092 | 0
3093 | 0
3094 | 0
3095 | 0
3096 | 0
3097 | 0
3098 | 0
3099 | 0
3100 | 0
3101 | 0
3102 | 0.106
3103 | 0.259
3104 | 0.488
3105 | 0.58
3106 | 0.71201
3107 | 0.85901
3108 | 0.90501
3109 | 0.87901
3110 | 0.83601
3111 | 0.70101
3112 | 0.546
3113 | 0.389
3114 | 0.207
3115 | 0.04169
3116 | 0
3117 | 0
3118 | 0
3119 | 0
3120 | 0
3121 | 0
3122 | 0
3123 | 0
3124 | 0
3125 | 0
3126 | 0.098
3127 | 0.275
3128 | 0.473
3129 | 0.617
3130 | 0.666
3131 | 0.667
3132 | 0.81801
3133 | 0.80801
3134 | 0.79201
3135 | 0.623
3136 | 0.505
3137 | 0.318
3138 | 0.188
3139 | 0.03994
3140 | 0
3141 | 0
3142 | 0
3143 | 0
3144 | 0
3145 | 0
3146 | 0
3147 | 0
3148 | 0
3149 | 0
3150 | 0.107
3151 | 0.298
3152 | 0.427
3153 | 0.592
3154 | 0.78201
3155 | 0.76001
3156 | 0.86201
3157 | 0.81001
3158 | 0.75601
3159 | 0.695
3160 | 0.481
3161 | 0.375
3162 | 0.185
3163 | 0.03703
3164 | 0
3165 | 0
3166 | 0
3167 | 0
3168 | 0
3169 | 0
3170 | 0
3171 | 0
3172 | 0
3173 | 0
3174 | 0.103
3175 | 0.257
3176 | 0.46
3177 | 0.598
3178 | 0.78501
3179 | 0.77101
3180 | 0.67
3181 | 0.79801
3182 | 0.79301
3183 | 0.694
3184 | 0.525
3185 | 0.384
3186 | 0.202
3187 | 0.03822
3188 | 0
3189 | 0
3190 | 0
3191 | 0
3192 | 0
3193 | 0
3194 | 0
3195 | 0
3196 | 0
3197 | 0
3198 | 0.119
3199 | 0.26
3200 | 0.494
3201 | 0.662
3202 | 0.79501
3203 | 0.538
3204 | 0.434
3205 | 0.579
3206 | 0.407
3207 | 0.521
3208 | 0.576
3209 | 0.109
3210 | 0.165
3211 | 0.034
3212 | 0
3213 | 0
3214 | 0
3215 | 0
3216 | 0
3217 | 0
3218 | 0
3219 | 0
3220 | 0
3221 | 0
3222 | 0.098
3223 | 0.033
3224 | 0.045
3225 | 0.059
3226 | 0.071
3227 | 0.079
3228 | 0.126
3229 | 0.364
3230 | 0.141
3231 | 0.117
3232 | 0.078
3233 | 0.059
3234 | 0.019
3235 | 0.015
3236 | 0
3237 | 0
3238 | 0
3239 | 0
3240 | 0
3241 | 0
3242 | 0
3243 | 0
3244 | 0
3245 | 0.002
3246 | 0.048
3247 | 0.086
3248 | 0.166
3249 | 0.248
3250 | 0.403
3251 | 0.522
3252 | 0.674
3253 | 0.638
3254 | 0.82501
3255 | 0.585
3256 | 0.532
3257 | 0.399
3258 | 0.152
3259 | 0.038
3260 | 0
3261 | 0
3262 | 0
3263 | 0
3264 | 0
3265 | 0
3266 | 0
3267 | 0
3268 | 0
3269 | 0.01
3270 | 0.041
3271 | 0.149
3272 | 0.358
3273 | 0.435
3274 | 0.556
3275 | 0.448
3276 | 0.461
3277 | 0.559
3278 | 0.512
3279 | 0.523
3280 | 0.424
3281 | 0.353
3282 | 0.194
3283 | 0.055
3284 | 0
3285 | 0
3286 | 0
3287 | 0
3288 | 0
3289 | 0
3290 | 0
3291 | 0
3292 | 0
3293 | 0.014
3294 | 0.165
3295 | 0.336
3296 | 0.527
3297 | 0.678
3298 | 0.82401
3299 | 0.92101
3300 | 0.94501
3301 | 0.91001
3302 | 0.87101
3303 | 0.739
3304 | 0.572
3305 | 0.375
3306 | 0.039
3307 | 0.006
3308 | 0
3309 | 0
3310 | 0
3311 | 0
3312 | 0
3313 | 0
3314 | 0
3315 | 0
3316 | 0
3317 | 0.002
3318 | 0.037
3319 | 0.152
3320 | 0.129
3321 | 0.077
3322 | 0.153
3323 | 0.11
3324 | 0.168
3325 | 0.132
3326 | 0.096
3327 | 0.065
3328 | 0.09
3329 | 0.106
3330 | 0.026
3331 | 0.017
3332 | 0
3333 | 0
3334 | 0
3335 | 0
3336 | 0
3337 | 0
3338 | 0
3339 | 0
3340 | 0
3341 | 0.002
3342 | 0.015
3343 | 0.03
3344 | 0.169
3345 | 0.125
3346 | 0.127
3347 | 0.136
3348 | 0.273
3349 | 0.333
3350 | 0.103
3351 | 0.113
3352 | 0.1
3353 | 0.047
3354 | 0.052
3355 | 0.036
3356 | 0
3357 | 0
3358 | 0
3359 | 0
3360 | 0
3361 | 0
3362 | 0
3363 | 0
3364 | 0
3365 | 0.017
3366 | 0.085
3367 | 0.033
3368 | 0.069
3369 | 0.185
3370 | 0.246
3371 | 0.317
3372 | 0.113
3373 | 0.088
3374 | 0.075
3375 | 0.115
3376 | 0.105
3377 | 0.177
3378 | 0.12
3379 | 0.064
3380 | 0
3381 | 0
3382 | 0
3383 | 0
3384 | 0
3385 | 0
3386 | 0
3387 | 0
3388 | 0
3389 | 0.011
3390 | 0.03
3391 | 0.136
3392 | 0.415
3393 | 0.534
3394 | 0.694
3395 | 0.505
3396 | 0.108
3397 | 0.174
3398 | 0.151
3399 | 0.387
3400 | 0.255
3401 | 0.247
3402 | 0.091
3403 | 0.039
3404 | 0
3405 | 0
3406 | 0
3407 | 0
3408 | 0
3409 | 0
3410 | 0
3411 | 0
3412 | 0
3413 | 0.008
3414 | 0.017
3415 | 0.058
3416 | 0.231
3417 | 0.425
3418 | 0.474
3419 | 0.254
3420 | 0.392
3421 | 0.295
3422 | 0.366
3423 | 0.415
3424 | 0.394
3425 | 0.222
3426 | 0.12
3427 | 0.067
3428 | 0
3429 | 0
3430 | 0
3431 | 0
3432 | 0
3433 | 0
3434 | 0
3435 | 0
3436 | 0
3437 | 0.02
3438 | 0.144
3439 | 0.105
3440 | 0.146
3441 | 0.364
3442 | 0.535
3443 | 0.582
3444 | 0.64
3445 | 0.80201
3446 | 0.82301
3447 | 0.611
3448 | 0.364
3449 | 0.275
3450 | 0.039
3451 | 0.026
3452 | 0
3453 | 0
3454 | 0
3455 | 0
3456 | 0
3457 | 0
3458 | 0
3459 | 0
3460 | 0
3461 | 0.003
3462 | 0.024
3463 | 0.059
3464 | 0.23
3465 | 0.62
3466 | 0.66
3467 | 0.512
3468 | 0.729
3469 | 0.601
3470 | 0.076
3471 | 0.071
3472 | 0.155
3473 | 0.213
3474 | 0.148
3475 | 0.041
3476 | 0
3477 | 0
3478 | 0
3479 | 0
3480 | 0
3481 | 0
3482 | 0
3483 | 0
3484 | 0
3485 | 0.02
3486 | 0.026
3487 | 0.096
3488 | 0.092
3489 | 0.395
3490 | 0.112
3491 | 0.378
3492 | 0.084
3493 | 0.124
3494 | 0.106
3495 | 0.104
3496 | 0.181
3497 | 0.069
3498 | 0.078
3499 | 0.022
3500 | 0
3501 | 0
3502 | 0
3503 | 0
3504 | 0
3505 | 0
3506 | 0
3507 | 0
3508 | 0
3509 | 0.019
3510 | 0.148
3511 | 0.35
3512 | 0.532
3513 | 0.619
3514 | 0.325
3515 | 0.513
3516 | 0.633
3517 | 0.84901
3518 | 0.84501
3519 | 0.753
3520 | 0.595
3521 | 0.446
3522 | 0.26
3523 | 0.093
3524 | 0
3525 | 0
3526 | 0
3527 | 0
3528 | 0
3529 | 0
3530 | 0
3531 | 0
3532 | 0
3533 | 0.022
3534 | 0.18
3535 | 0.362
3536 | 0.531
3537 | 0.699
3538 | 0.781
3539 | 0.86801
3540 | 0.91301
3541 | 0.92101
3542 | 0.89001
3543 | 0.766
3544 | 0.597
3545 | 0.413
3546 | 0.254
3547 | 0.069
3548 | 0
3549 | 0
3550 | 0
3551 | 0
3552 | 0
3553 | 0
3554 | 0
3555 | 0
3556 | 0
3557 | 0.003
3558 | 0.16
3559 | 0.179
3560 | 0.267
3561 | 0.459
3562 | 0.71
3563 | 0.91501
3564 | 0.92801
3565 | 0.91801
3566 | 0.85701
3567 | 0.645
3568 | 0.32
3569 | 0.336
3570 | 0.244
3571 | 0.077
3572 | 0
3573 | 0
3574 | 0
3575 | 0
3576 | 0
3577 | 0
3578 | 0
3579 | 0
3580 | 0
3581 | 0.021
3582 | 0.069
3583 | 0.226
3584 | 0.119
3585 | 0.132
3586 | 0.3
3587 | 0.443
3588 | 0.39
3589 | 0.136
3590 | 0.707
3591 | 0.627
3592 | 0.378
3593 | 0.247
3594 | 0.051
3595 | 0.013
3596 | 0
3597 | 0
3598 | 0
3599 | 0
3600 | 0
3601 | 0
3602 | 0
3603 | 0
3604 | 0
3605 | 0.007
3606 | 0.079
3607 | 0.322
3608 | 0.451
3609 | 0.663
3610 | 0.763
3611 | 0.87601
3612 | 0.84801
3613 | 0.81001
3614 | 0.685
3615 | 0.534
3616 | 0.436
3617 | 0.434
3618 | 0.253
3619 | 0.087
3620 | 0
3621 | 0
3622 | 0
3623 | 0
3624 | 0
3625 | 0
3626 | 0
3627 | 0
3628 | 0
3629 | 0.027
3630 | 0.182
3631 | 0.351
3632 | 0.523
3633 | 0.681
3634 | 0.80601
3635 | 0.89101
3636 | 0.725
3637 | 0.747
3638 | 0.344
3639 | 0.704
3640 | 0.103
3641 | 0.18
3642 | 0.091
3643 | 0.009
3644 | 0
3645 | 0
3646 | 0
3647 | 0
3648 | 0
3649 | 0
3650 | 0
3651 | 0
3652 | 0
3653 | 0.025
3654 | 0.069
3655 | 0.198
3656 | 0.491
3657 | 0.505
3658 | 0.77
3659 | 0.772
3660 | 0.789
3661 | 0.89901
3662 | 0.83101
3663 | 0.744
3664 | 0.578
3665 | 0.423
3666 | 0.26
3667 | 0.095
3668 | 0
3669 | 0
3670 | 0
3671 | 0
3672 | 0
3673 | 0
3674 | 0
3675 | 0
3676 | 0
3677 | 0.027
3678 | 0.184
3679 | 0.353
3680 | 0.525
3681 | 0.683
3682 | 0.81201
3683 | 0.90101
3684 | 0.93801
3685 | 0.91901
3686 | 0.85001
3687 | 0.741
3688 | 0.604
3689 | 0.351
3690 | 0.251
3691 | 0.074
3692 | 0
3693 | 0
3694 | 0
3695 | 0
3696 | 0
3697 | 0
3698 | 0
3699 | 0
3700 | 0
3701 | 0.028
3702 | 0.187
3703 | 0.354
3704 | 0.526
3705 | 0.68
3706 | 0.80801
3707 | 0.89301
3708 | 0.93001
3709 | 0.91501
3710 | 0.84701
3711 | 0.739
3712 | 0.605
3713 | 0.434
3714 | 0.257
3715 | 0.097
3716 | 0
3717 | 0
3718 | 0
3719 | 0
3720 | 0
3721 | 0
3722 | 0
3723 | 0
3724 | 0
3725 | 0.028
3726 | 0.189
3727 | 0.36
3728 | 0.534
3729 | 0.687
3730 | 0.81301
3731 | 0.90301
3732 | 0.94001
3733 | 0.91601
3734 | 0.85201
3735 | 0.744
3736 | 0.604
3737 | 0.435
3738 | 0.259
3739 | 0.096
3740 | 0
3741 | 0
3742 | 0
3743 | 0
3744 | 0
3745 | 0
3746 | 0
3747 | 0
3748 | 0
3749 | 0.027
3750 | 0.194
3751 | 0.354
3752 | 0.535
3753 | 0.688
3754 | 0.81801
3755 | 0.90801
3756 | 0.94001
3757 | 0.92201
3758 | 0.85301
3759 | 0.73
3760 | 0.332
3761 | 0.163
3762 | 0.031
3763 | 0.051
3764 | 0
3765 | 0
3766 | 0
3767 | 0
3768 | 0
3769 | 0
3770 | 0
3771 | 0
3772 | 0
3773 | 0.03
3774 | 0.191
3775 | 0.36
3776 | 0.53
3777 | 0.685
3778 | 0.81401
3779 | 0.90401
3780 | 0.93601
3781 | 0.91801
3782 | 0.85401
3783 | 0.75
3784 | 0.61
3785 | 0.436
3786 | 0.264
3787 | 0.056
3788 | 0
3789 | 0
3790 | 0
3791 | 0
3792 | 0
3793 | 0
3794 | 0
3795 | 0
3796 | 0
3797 | 0.004
3798 | 0.063
3799 | 0.21
3800 | 0.281
3801 | 0.293
3802 | 0.481
3803 | 0.402
3804 | 0.749
3805 | 0.462
3806 | 0.62
3807 | 0.69
3808 | 0.473
3809 | 0.335
3810 | 0.159
3811 | 0.058
3812 | 0
3813 | 0
3814 | 0
3815 | 0
3816 | 0
3817 | 0
3818 | 0
3819 | 0
3820 | 0
3821 | 0.004
3822 | 0.026
3823 | 0.051
3824 | 0.084
3825 | 0.138
3826 | 0.136
3827 | 0.15
3828 | 0.136
3829 | 0.134
3830 | 0.12
3831 | 0.097
3832 | 0.095
3833 | 0.083
3834 | 0.065
3835 | 0.014
3836 | 0
3837 | 0
3838 | 0
3839 | 0
3840 | 0
3841 | 0
3842 | 0
3843 | 0
3844 | 0
3845 | 0.014
3846 | 0.037
3847 | 0.083
3848 | 0.142
3849 | 0.275
3850 | 0.373
3851 | 0.181
3852 | 0.394
3853 | 0.383
3854 | 0.292
3855 | 0.239
3856 | 0.351
3857 | 0.244
3858 | 0.151
3859 | 0.075
3860 | 0
3861 | 0
3862 | 0
3863 | 0
3864 | 0
3865 | 0
3866 | 0
3867 | 0
3868 | 0
3869 | 0.029
3870 | 0.125
3871 | 0.302
3872 | 0.466
3873 | 0.665
3874 | 0.77
3875 | 0.89601
3876 | 0.93801
3877 | 0.93001
3878 | 0.85801
3879 | 0.603
3880 | 0.495
3881 | 0.431
3882 | 0.163
3883 | 0.102
3884 | 0
3885 | 0
3886 | 0
3887 | 0
3888 | 0
3889 | 0
3890 | 0
3891 | 0
3892 | 0
3893 | 0.022
3894 | 0.174
3895 | 0.358
3896 | 0.512
3897 | 0.686
3898 | 0.803
3899 | 0.87301
3900 | 0.519
3901 | 0.85001
3902 | 0.645
3903 | 0.119
3904 | 0.5
3905 | 0.212
3906 | 0.246
3907 | 0.068
3908 | 0
3909 | 0
3910 | 0
3911 | 0
3912 | 0
3913 | 0
3914 | 0
3915 | 0
3916 | 0
3917 | 0.011
3918 | 0.134
3919 | 0.149
3920 | 0.172
3921 | 0.555
3922 | 0.601
3923 | 0.627
3924 | 0.85201
3925 | 0.92201
3926 | 0.85901
3927 | 0.745
3928 | 0.608
3929 | 0.445
3930 | 0.263
3931 | 0.092
3932 | 0
3933 | 0
3934 | 0
3935 | 0
3936 | 0
3937 | 0
3938 | 0
3939 | 0
3940 | 0
3941 | 0.03
3942 | 0.175
3943 | 0.256
3944 | 0.38
3945 | 0.598
3946 | 0.652
3947 | 0.508
3948 | 0.5
3949 | 0.374
3950 | 0.441
3951 | 0.695
3952 | 0.511
3953 | 0.079
3954 | 0.033
3955 | 0.022
3956 | 0
3957 | 0
3958 | 0
3959 | 0
3960 | 0
3961 | 0
3962 | 0
3963 | 0
3964 | 0
3965 | 0.025
3966 | 0.031
3967 | 0.067
3968 | 0.086
3969 | 0.113
3970 | 0.129
3971 | 0.155
3972 | 0.168
3973 | 0.339
3974 | 0.298
3975 | 0.261
3976 | 0.195
3977 | 0.113
3978 | 0.051
3979 | 0.015
3980 | 0
3981 | 0
3982 | 0
3983 | 0
3984 | 0
3985 | 0
3986 | 0
3987 | 0
3988 | 0
3989 | 0.004
3990 | 0.06
3991 | 0.127
3992 | 0.192
3993 | 0.192
3994 | 0.254
3995 | 0.145
3996 | 0.323
3997 | 0.389
3998 | 0.231
3999 | 0.126
4000 | 0.103
4001 | 0.121
4002 | 0.13
4003 | 0.096
4004 | 0
4005 | 0
4006 | 0
4007 | 0
4008 | 0
4009 | 0
4010 | 0
4011 | 0
4012 | 0
4013 | 0.013
4014 | 0.128
4015 | 0.298
4016 | 0.512
4017 | 0.672
4018 | 0.803
4019 | 0.87401
4020 | 0.88701
4021 | 0.775
4022 | 0.688
4023 | 0.682
4024 | 0.481
4025 | 0.395
4026 | 0.225
4027 | 0.108
4028 | 0
4029 | 0
4030 | 0
4031 | 0
4032 | 0
4033 | 0
4034 | 0
4035 | 0
4036 | 0
4037 | 0.026
4038 | 0.117
4039 | 0.288
4040 | 0.252
4041 | 0.464
4042 | 0.307
4043 | 0.122
4044 | 0.445
4045 | 0.166
4046 | 0.117
4047 | 0.136
4048 | 0.165
4049 | 0.198
4050 | 0.085
4051 | 0.084
4052 | 0
4053 | 0
4054 | 0
4055 | 0
4056 | 0
4057 | 0
4058 | 0
4059 | 0
4060 | 0
4061 | 0.017
4062 | 0.026
4063 | 0.101
4064 | 0.303
4065 | 0.489
4066 | 0.735
4067 | 0.85501
4068 | 0.91101
4069 | 0.84301
4070 | 0.747
4071 | 0.714
4072 | 0.524
4073 | 0.361
4074 | 0.186
4075 | 0.062
4076 | 0
4077 | 0
4078 | 0
4079 | 0
4080 | 0
4081 | 0
4082 | 0
4083 | 0
4084 | 0
4085 | 0.008
4086 | 0.034
4087 | 0.052
4088 | 0.133
4089 | 0.21
4090 | 0.253
4091 | 0.465
4092 | 0.334
4093 | 0.728
4094 | 0.525
4095 | 0.291
4096 | 0.264
4097 | 0.218
4098 | 0.268
4099 | 0.057
4100 | 0
4101 | 0
4102 | 0
4103 | 0
4104 | 0
4105 | 0
4106 | 0
4107 | 0
4108 | 0
4109 | 0.009
4110 | 0.017
4111 | 0.138
4112 | 0.133
4113 | 0.221
4114 | 0.195
4115 | 0.2
4116 | 0.505
4117 | 0.102
4118 | 0.166
4119 | 0.195
4120 | 0.48
4121 | 0.216
4122 | 0.157
4123 | 0.043
4124 | 0
4125 | 0
4126 | 0
4127 | 0
4128 | 0
4129 | 0
4130 | 0
4131 | 0
4132 | 0
4133 | 0.008
4134 | 0.175
4135 | 0.288
4136 | 0.447
4137 | 0.609
4138 | 0.726
4139 | 0.813
4140 | 0.795
4141 | 0.45
4142 | 0.236
4143 | 0.148
4144 | 0.207
4145 | 0.102
4146 | 0.042
4147 | 0.053
4148 | 0
4149 | 0
4150 | 0
4151 | 0
4152 | 0
4153 | 0
4154 | 0
4155 | 0
4156 | 0
4157 | 0.004
4158 | 0.103
4159 | 0.11
4160 | 0.391
4161 | 0.484
4162 | 0.437
4163 | 0.522
4164 | 0.619
4165 | 0.655
4166 | 0.779
4167 | 0.422
4168 | 0.186
4169 | 0.229
4170 | 0.129
4171 | 0.052
4172 | 0
4173 | 0
4174 | 0
4175 | 0
4176 | 0
4177 | 0
4178 | 0
4179 | 0
4180 | 0
4181 | 0.03
4182 | 0.196
4183 | 0.363
4184 | 0.538
4185 | 0.689
4186 | 0.817
4187 | 0.90401
4188 | 0.94401
4189 | 0.93301
4190 | 0.86801
4191 | 0.763
4192 | 0.632
4193 | 0.467
4194 | 0.291
4195 | 0.13
4196 | 0
4197 | 0
4198 | 0
4199 | 0
4200 | 0
4201 | 0
4202 | 0
4203 | 0
4204 | 0
4205 | 0.028
4206 | 0.176
4207 | 0.322
4208 | 0.45
4209 | 0.699
4210 | 0.779
4211 | 0.88501
4212 | 0.86201
4213 | 0.86201
4214 | 0.721
4215 | 0.507
4216 | 0.565
4217 | 0.452
4218 | 0.279
4219 | 0.127
4220 | 0
4221 | 0
4222 | 0
4223 | 0
4224 | 0
4225 | 0
4226 | 0
4227 | 0
4228 | 0
4229 | 0.028
4230 | 0.182
4231 | 0.359
4232 | 0.528
4233 | 0.681
4234 | 0.815
4235 | 0.89801
4236 | 0.91901
4237 | 0.89501
4238 | 0.86801
4239 | 0.72
4240 | 0.6
4241 | 0.395
4242 | 0.299
4243 | 0.073
4244 | 0
4245 | 0
4246 | 0
4247 | 0
4248 | 0
4249 | 0
4250 | 0
4251 | 0
4252 | 0
4253 | 0.029
4254 | 0.137
4255 | 0.189
4256 | 0.235
4257 | 0.571
4258 | 0.706
4259 | 0.382
4260 | 0.424
4261 | 0.85201
4262 | 0.608
4263 | 0.61
4264 | 0.601
4265 | 0.45
4266 | 0.287
4267 | 0.123
4268 | 0
4269 | 0
4270 | 0
4271 | 0
4272 | 0
4273 | 0
4274 | 0
4275 | 0
4276 | 0
4277 | 0.008
4278 | 0.173
4279 | 0.354
4280 | 0.526
4281 | 0.679
4282 | 0.785
4283 | 0.83801
4284 | 0.90401
4285 | 0.92301
4286 | 0.86301
4287 | 0.759
4288 | 0.629
4289 | 0.466
4290 | 0.276
4291 | 0.123
4292 | 0
4293 | 0
4294 | 0
4295 | 0
4296 | 0
4297 | 0
4298 | 0
4299 | 0
4300 | 0
4301 | 0.027
4302 | 0.056
4303 | 0.056
4304 | 0.293
4305 | 0.449
4306 | 0.792
4307 | 0.86501
4308 | 0.803
4309 | 0.804
4310 | 0.558
4311 | 0.618
4312 | 0.562
4313 | 0.403
4314 | 0.249
4315 | 0.122
4316 | 0
4317 | 0
4318 | 0
4319 | 0
4320 | 0
4321 | 0
4322 | 0
4323 | 0
4324 | 0
4325 | 0.026
4326 | 0.188
4327 | 0.356
4328 | 0.532
4329 | 0.687
4330 | 0.82
4331 | 0.90901
4332 | 0.94601
4333 | 0.93601
4334 | 0.87201
4335 | 0.763
4336 | 0.632
4337 | 0.469
4338 | 0.292
4339 | 0.13
4340 | 0
4341 | 0
4342 | 0
4343 | 0
4344 | 0
4345 | 0
4346 | 0
4347 | 0
4348 | 0
4349 | 0.025
4350 | 0.191
4351 | 0.36
4352 | 0.529
4353 | 0.684
4354 | 0.809
4355 | 0.90101
4356 | 0.93801
4357 | 0.92401
4358 | 0.87301
4359 | 0.769
4360 | 0.622
4361 | 0.458
4362 | 0.288
4363 | 0.119
4364 | 0
4365 | 0
4366 | 0
4367 | 0
4368 | 0
4369 | 0
4370 | 0
4371 | 0
4372 | 0
4373 | 0.026
4374 | 0.185
4375 | 0.353
4376 | 0.52
4377 | 0.676
4378 | 0.804
4379 | 0.89201
4380 | 0.93301
4381 | 0.91401
4382 | 0.86001
4383 | 0.757
4384 | 0.612
4385 | 0.442
4386 | 0.275
4387 | 0.123
4388 | 0
4389 | 0
4390 | 0
4391 | 0
4392 | 0
4393 | 0
4394 | 0
4395 | 0
4396 | 0
4397 | 0.004
4398 | 0.174
4399 | 0.251
4400 | 0.5
4401 | 0.661
4402 | 0.79
4403 | 0.88201
4404 | 0.92701
4405 | 0.91401
4406 | 0.85501
4407 | 0.745
4408 | 0.602
4409 | 0.421
4410 | 0.276
4411 | 0.072
4412 | 0
4413 | 0
4414 | 0
4415 | 0
4416 | 0
4417 | 0
4418 | 0
4419 | 0
4420 | 0
4421 | 0.024
4422 | 0.161
4423 | 0.335
4424 | 0.507
4425 | 0.66
4426 | 0.802
4427 | 0.86701
4428 | 0.92701
4429 | 0.91801
4430 | 0.85901
4431 | 0.741
4432 | 0.599
4433 | 0.441
4434 | 0.279
4435 | 0.118
4436 | 0
4437 | 0
4438 | 0
4439 | 0
4440 | 0
4441 | 0
4442 | 0
4443 | 0
4444 | 0
4445 | 0.018
4446 | 0.16
4447 | 0.319
4448 | 0.5
4449 | 0.662
4450 | 0.792
4451 | 0.88401
4452 | 0.92101
4453 | 0.90801
4454 | 0.537
4455 | 0.748
4456 | 0.611
4457 | 0.422
4458 | 0.249
4459 | 0.011
4460 | 0
4461 | 0
4462 | 0
4463 | 0
4464 | 0
4465 | 0
4466 | 0
4467 | 0
4468 | 0
4469 | 0.021
4470 | 0.159
4471 | 0.178
4472 | 0.263
4473 | 0.571
4474 | 0.754
4475 | 0.84301
4476 | 0.88701
4477 | 0.87401
4478 | 0.83601
4479 | 0.705
4480 | 0.61
4481 | 0.447
4482 | 0.279
4483 | 0.113
4484 | 0
4485 | 0
4486 | 0
4487 | 0
4488 | 0
4489 | 0
4490 | 0
4491 | 0
4492 | 0
4493 | 0.005
4494 | 0.138
4495 | 0.332
4496 | 0.505
4497 | 0.663
4498 | 0.794
4499 | 0.88701
4500 | 0.88101
4501 | 0.87301
4502 | 0.86201
4503 | 0.759
4504 | 0.613
4505 | 0.442
4506 | 0.045
4507 | 0.098
4508 | 0
4509 | 0
4510 | 0
4511 | 0
4512 | 0
4513 | 0
4514 | 0
4515 | 0
4516 | 0
4517 | 0.003
4518 | 0.061
4519 | 0.041
4520 | 0.073
4521 | 0.284
4522 | 0.128
4523 | 0.315
4524 | 0.355
4525 | 0.182
4526 | 0.165
4527 | 0.244
4528 | 0.491
4529 | 0.233
4530 | 0.133
4531 | 0.083
4532 | 0
4533 | 0
4534 | 0
4535 | 0
4536 | 0
4537 | 0
4538 | 0
4539 | 0
4540 | 0
4541 | 0.015
4542 | 0.075
4543 | 0.227
4544 | 0.439
4545 | 0.616
4546 | 0.283
4547 | 0.504
4548 | 0.528
4549 | 0.346
4550 | 0.603
4551 | 0.527
4552 | 0.545
4553 | 0.392
4554 | 0.188
4555 | 0.073
4556 | 0
4557 | 0
4558 | 0
4559 | 0
4560 | 0
4561 | 0
4562 | 0
4563 | 0
4564 | 0
4565 | 0.018
4566 | 0.165
4567 | 0.339
4568 | 0.513
4569 | 0.668
4570 | 0.798
4571 | 0.88801
4572 | 0.93501
4573 | 0.92201
4574 | 0.86801
4575 | 0.76
4576 | 0.626
4577 | 0.461
4578 | 0.292
4579 | 0.123
4580 | 0
4581 | 0
4582 | 0
4583 | 0
4584 | 0
4585 | 0
4586 | 0
4587 | 0
4588 | 0
4589 | 0.017
4590 | 0.16
4591 | 0.309
4592 | 0.428
4593 | 0.667
4594 | 0.79701
4595 | 0.87301
4596 | 0.92001
4597 | 0.91201
4598 | 0.81901
4599 | 0.701
4600 | 0.613
4601 | 0.453
4602 | 0.281
4603 | 0.106
4604 | 0
4605 | 0
4606 | 0
4607 | 0
4608 | 0
4609 | 0
4610 | 0
4611 | 0
4612 | 0
4613 | 0.017
4614 | 0.164
4615 | 0.331
4616 | 0.502
4617 | 0.648
4618 | 0.779
4619 | 0.87601
4620 | 0.91401
4621 | 0.84501
4622 | 0.83601
4623 | 0.697
4624 | 0.571
4625 | 0.335
4626 | 0.226
4627 | 0.122
4628 | 0
4629 | 0
4630 | 0
4631 | 0
4632 | 0
4633 | 0
4634 | 0
4635 | 0
4636 | 0
4637 | 0.002
4638 | 0.015
4639 | 0.153
4640 | 0.262
4641 | 0.504
4642 | 0.668
4643 | 0.74
4644 | 0.603
4645 | 0.727
4646 | 0.582
4647 | 0.28
4648 | 0.51
4649 | 0.37
4650 | 0.266
4651 | 0.061
4652 | 0
4653 | 0
4654 | 0
4655 | 0
4656 | 0
4657 | 0
4658 | 0
4659 | 0
4660 | 0
4661 | 0.016
4662 | 0.157
4663 | 0.326
4664 | 0.5
4665 | 0.662
4666 | 0.79201
4667 | 0.86901
4668 | 0.91201
4669 | 0.90401
4670 | 0.85101
4671 | 0.741
4672 | 0.607
4673 | 0.438
4674 | 0.27
4675 | 0.107
4676 | 0
4677 | 0
4678 | 0
4679 | 0
4680 | 0
4681 | 0
4682 | 0
4683 | 0
4684 | 0
4685 | 0.011
4686 | 0.151
4687 | 0.324
4688 | 0.498
4689 | 0.656
4690 | 0.78601
4691 | 0.88501
4692 | 0.92401
4693 | 0.91201
4694 | 0.85901
4695 | 0.755
4696 | 0.618
4697 | 0.448
4698 | 0.278
4699 | 0.112
4700 | 0
4701 | 0
4702 | 0
4703 | 0
4704 | 0
4705 | 0
4706 | 0
4707 | 0
4708 | 0
4709 | 0.011
4710 | 0.148
4711 | 0.296
4712 | 0.466
4713 | 0.648
4714 | 0.78101
4715 | 0.87501
4716 | 0.91801
4717 | 0.90601
4718 | 0.85301
4719 | 0.742
4720 | 0.61
4721 | 0.442
4722 | 0.274
4723 | 0.109
4724 | 0
4725 | 0
4726 | 0
4727 | 0
4728 | 0
4729 | 0
4730 | 0
4731 | 0
4732 | 0
4733 | 0.008
4734 | 0.138
4735 | 0.306
4736 | 0.477
4737 | 0.629
4738 | 0.755
4739 | 0.84201
4740 | 0.89401
4741 | 0.81701
4742 | 0.088
4743 | 0.067
4744 | 0.369
4745 | 0.31
4746 | 0.024
4747 | 0.039
4748 | 0
4749 | 0
4750 | 0
4751 | 0
4752 | 0
4753 | 0
4754 | 0
4755 | 0
4756 | 0
4757 | 0.007
4758 | 0.099
4759 | 0.06
4760 | 0.048
4761 | 0.099
4762 | 0.196
4763 | 0.376
4764 | 0.114
4765 | 0.099
4766 | 0.80301
4767 | 0.747
4768 | 0.604
4769 | 0.441
4770 | 0.269
4771 | 0.035
4772 | 0
4773 | 0
4774 | 0
4775 | 0
4776 | 0
4777 | 0
4778 | 0
4779 | 0
4780 | 0
4781 | 0.002
4782 | 0.139
4783 | 0.219
4784 | 0.473
4785 | 0.522
4786 | 0.708
4787 | 0.81301
4788 | 0.90001
4789 | 0.80901
4790 | 0.718
4791 | 0.401
4792 | 0.522
4793 | 0.084
4794 | 0.191
4795 | 0.046
4796 | 0
4797 | 0
4798 | 0
4799 | 0
4800 | 0
4801 | 0
4802 | 0
4803 | 0
4804 | 0
4805 | 0.006
4806 | 0.13
4807 | 0.312
4808 | 0.493
4809 | 0.647
4810 | 0.77401
4811 | 0.86401
4812 | 0.90301
4813 | 0.90101
4814 | 0.85201
4815 | 0.744
4816 | 0.61
4817 | 0.44
4818 | 0.266
4819 | 0.105
4820 | 0
4821 | 0
4822 | 0
4823 | 0
4824 | 0
4825 | 0
4826 | 0
4827 | 0
4828 | 0
4829 | 0
4830 | 0.151
4831 | 0.321
4832 | 0.495
4833 | 0.651
4834 | 0.78301
4835 | 0.87101
4836 | 0.91101
4837 | 0.90401
4838 | 0.85401
4839 | 0.746
4840 | 0.612
4841 | 0.445
4842 | 0.274
4843 | 0.105
4844 | 0
4845 | 0
4846 | 0
4847 | 0
4848 | 0
4849 | 0
4850 | 0
4851 | 0
4852 | 0
4853 | 0
4854 | 0.127
4855 | 0.306
4856 | 0.481
4857 | 0.629
4858 | 0.77401
4859 | 0.84801
4860 | 0.91401
4861 | 0.89801
4862 | 0.83601
4863 | 0.469
4864 | 0.054
4865 | 0.039
4866 | 0.051
4867 | 0.042
4868 | 0
4869 | 0
4870 | 0
4871 | 0
4872 | 0
4873 | 0
4874 | 0
4875 | 0
4876 | 0
4877 | 0
4878 | 0.118
4879 | 0.045
4880 | 0.144
4881 | 0.171
4882 | 0.103
4883 | 0.264
4884 | 0.263
4885 | 0.518
4886 | 0.359
4887 | 0.599
4888 | 0.407
4889 | 0.349
4890 | 0.144
4891 | 0.055
4892 | 0
4893 | 0
4894 | 0
4895 | 0
4896 | 0
4897 | 0
4898 | 0
4899 | 0
4900 | 0
4901 | 0
4902 | 0.127
4903 | 0.296
4904 | 0.474
4905 | 0.635
4906 | 0.76601
4907 | 0.86201
4908 | 0.91001
4909 | 0.89401
4910 | 0.83701
4911 | 0.73
4912 | 0.427
4913 | 0.039
4914 | 0.023
4915 | 0.033
4916 | 0
4917 | 0
4918 | 0
4919 | 0
4920 | 0
4921 | 0
4922 | 0
4923 | 0
4924 | 0
4925 | 0
4926 | 0.114
4927 | 0.173
4928 | 0.089
4929 | 0.17
4930 | 0.49
4931 | 0.192
4932 | 0.081
4933 | 0.102
4934 | 0.091
4935 | 0.088
4936 | 0.132
4937 | 0.078
4938 | 0.149
4939 | 0.092
4940 | 0
4941 | 0
4942 | 0
4943 | 0
4944 | 0
4945 | 0
4946 | 0
4947 | 0
4948 | 0
4949 | 0
4950 | 0.135
4951 | 0.299
4952 | 0.437
4953 | 0.585
4954 | 0.73801
4955 | 0.664
4956 | 0.623
4957 | 0.347
4958 | 0.388
4959 | 0.2
4960 | 0.403
4961 | 0.053
4962 | 0.039
4963 | 0.016
4964 | 0
4965 | 0
4966 | 0
4967 | 0
4968 | 0
4969 | 0
4970 | 0
4971 | 0
4972 | 0
4973 | 0
4974 | 0.016
4975 | 0.271
4976 | 0.374
4977 | 0.58
4978 | 0.72
4979 | 0.653
4980 | 0.87701
4981 | 0.756
4982 | 0.732
4983 | 0.724
4984 | 0.593
4985 | 0.437
4986 | 0.262
4987 | 0.088
4988 | 0
4989 | 0
4990 | 0
4991 | 0
4992 | 0
4993 | 0
4994 | 0
4995 | 0
4996 | 0
4997 | 0
4998 | 0.021
4999 | 0.176
5000 | 0.072
5001 | 0.301
5002 | 0.224
5003 | 0.112
5004 | 0.215
5005 | 0.307
5006 | 0.337
5007 | 0.086
5008 | 0.288
5009 | 0.177
5010 | 0.245
5011 | 0.061
5012 | 0
5013 | 0
5014 | 0
5015 | 0
5016 | 0
5017 | 0
5018 | 0
5019 | 0
5020 | 0
5021 | 0
5022 | 0.067
5023 | 0.086
5024 | 0.14
5025 | 0.181
5026 | 0.236
5027 | 0.208
5028 | 0.128
5029 | 0.167
5030 | 0.162
5031 | 0.117
5032 | 0.078
5033 | 0.135
5034 | 0.116
5035 | 0.034
5036 | 0
5037 | 0
5038 | 0
5039 | 0
5040 | 0
5041 | 0
5042 | 0
5043 | 0
5044 | 0
5045 | 0
5046 | 0.059
5047 | 0.167
5048 | 0.342
5049 | 0.496
5050 | 0.64
5051 | 0.635
5052 | 0.733
5053 | 0.76401
5054 | 0.73901
5055 | 0.62
5056 | 0.445
5057 | 0.246
5058 | 0.119
5059 | 0.052
5060 | 0
5061 | 0
5062 | 0
5063 | 0
5064 | 0
5065 | 0
5066 | 0
5067 | 0
5068 | 0
5069 | 0
5070 | 0.117
5071 | 0.29
5072 | 0.465
5073 | 0.622
5074 | 0.74701
5075 | 0.84301
5076 | 0.87401
5077 | 0.87101
5078 | 0.80501
5079 | 0.614
5080 | 0.272
5081 | 0.38
5082 | 0.149
5083 | 0.015
5084 | 0
5085 | 0
5086 | 0
5087 | 0
5088 | 0
5089 | 0
5090 | 0
5091 | 0
5092 | 0
5093 | 0
5094 | 0.01
5095 | 0.025
5096 | 0.239
5097 | 0.112
5098 | 0.151
5099 | 0.413
5100 | 0.571
5101 | 0.543
5102 | 0.438
5103 | 0.16
5104 | 0.078
5105 | 0.06
5106 | 0.028
5107 | 0.014
5108 | 0
5109 | 0
5110 | 0
5111 | 0
5112 | 0
5113 | 0
5114 | 0
5115 | 0
5116 | 0
5117 | 0
5118 | 0.089
5119 | 0.204
5120 | 0.249
5121 | 0.308
5122 | 0.664
5123 | 0.81501
5124 | 0.722
5125 | 0.89601
5126 | 0.83201
5127 | 0.72201
5128 | 0.579
5129 | 0.411
5130 | 0.24
5131 | 0.074
5132 | 0
5133 | 0
5134 | 0
5135 | 0
5136 | 0
5137 | 0
5138 | 0
5139 | 0
5140 | 0
5141 | 0
5142 | 0.111
5143 | 0.286
5144 | 0.461
5145 | 0.622
5146 | 0.75301
5147 | 0.85101
5148 | 0.89601
5149 | 0.89301
5150 | 0.82501
5151 | 0.71601
5152 | 0.576
5153 | 0.41
5154 | 0.24
5155 | 0.07
5156 | 0
5157 | 0
5158 | 0
5159 | 0
5160 | 0
5161 | 0
5162 | 0
5163 | 0
5164 | 0
5165 | 0
5166 | 0.033
5167 | 0.221
5168 | 0.265
5169 | 0.532
5170 | 0.56
5171 | 0.15
5172 | 0.492
5173 | 0.238
5174 | 0.105
5175 | 0.081
5176 | 0.46
5177 | 0.397
5178 | 0.194
5179 | 0.055
5180 | 0
5181 | 0
5182 | 0
5183 | 0
5184 | 0
5185 | 0
5186 | 0
5187 | 0
5188 | 0
5189 | 0
5190 | 0.009
5191 | 0.274
5192 | 0.446
5193 | 0.598
5194 | 0.74101
5195 | 0.82901
5196 | 0.89101
5197 | 0.88801
5198 | 0.81601
5199 | 0.70701
5200 | 0.564
5201 | 0.399
5202 | 0.227
5203 | 0.058
5204 | 0
5205 | 0
5206 | 0
5207 | 0
5208 | 0
5209 | 0
5210 | 0
5211 | 0
5212 | 0
5213 | 0
5214 | 0.088
5215 | 0.141
5216 | 0.4
5217 | 0.602
5218 | 0.73401
5219 | 0.83501
5220 | 0.88001
5221 | 0.85101
5222 | 0.76801
5223 | 0.70001
5224 | 0.561
5225 | 0.392
5226 | 0.214
5227 | 0.038
5228 | 0
5229 | 0
5230 | 0
5231 | 0
5232 | 0
5233 | 0
5234 | 0
5235 | 0
5236 | 0
5237 | 0
5238 | 0.064
5239 | 0.024
5240 | 0.185
5241 | 0.119
5242 | 0.434
5243 | 0.498
5244 | 0.75701
5245 | 0.86101
5246 | 0.81001
5247 | 0.69701
5248 | 0.558
5249 | 0.391
5250 | 0.22
5251 | 0.05248
5252 | 0
5253 | 0
5254 | 0
5255 | 0
5256 | 0
5257 | 0
5258 | 0
5259 | 0
5260 | 0
5261 | 0
5262 | 0.076
5263 | 0.263
5264 | 0.437
5265 | 0.602
5266 | 0.73301
5267 | 0.82601
5268 | 0.86601
5269 | 0.84501
5270 | 0.79501
5271 | 0.69001
5272 | 0.546
5273 | 0.377
5274 | 0.207
5275 | 0.0442
5276 | 0
5277 | 0
5278 | 0
5279 | 0
5280 | 0
5281 | 0
5282 | 0
5283 | 0
5284 | 0
5285 | 0
5286 | 0.061
5287 | 0.216
5288 | 0.421
5289 | 0.572
5290 | 0.5
5291 | 0.443
5292 | 0.246
5293 | 0.544
5294 | 0.70601
5295 | 0.062
5296 | 0.055
5297 | 0.136
5298 | 0.019
5299 | 0.017
5300 | 0
5301 | 0
5302 | 0
5303 | 0
5304 | 0
5305 | 0
5306 | 0
5307 | 0
5308 | 0
5309 | 0
5310 | 0.046
5311 | 0.115
5312 | 0.396
5313 | 0.524
5314 | 0.574
5315 | 0.669
5316 | 0.624
5317 | 0.569
5318 | 0.513
5319 | 0.567
5320 | 0.446
5321 | 0.339
5322 | 0.018
5323 | 0.004
5324 | 0
5325 | 0
5326 | 0
5327 | 0
5328 | 0
5329 | 0
5330 | 0
5331 | 0
5332 | 0
5333 | 0
5334 | 0.018
5335 | 0.059
5336 | 0.287
5337 | 0.466
5338 | 0.496
5339 | 0.73801
5340 | 0.79601
5341 | 0.85401
5342 | 0.76201
5343 | 0.61
5344 | 0.507
5345 | 0.337
5346 | 0.195
5347 | 0.03707
5348 | 0
5349 | 0
5350 | 0
5351 | 0
5352 | 0
5353 | 0
5354 | 0
5355 | 0
5356 | 0
5357 | 0
5358 | 0.063
5359 | 0.225
5360 | 0.404
5361 | 0.576
5362 | 0.70701
5363 | 0.79001
5364 | 0.83701
5365 | 0.85101
5366 | 0.79101
5367 | 0.68001
5368 | 0.537
5369 | 0.353
5370 | 0.197
5371 | 0.03438
5372 | 0
5373 | 0
5374 | 0
5375 | 0
5376 | 0
5377 | 0
5378 | 0
5379 | 0
5380 | 0
5381 | 0
5382 | 0.069
5383 | 0.239
5384 | 0.414
5385 | 0.582
5386 | 0.71901
5387 | 0.81601
5388 | 0.86101
5389 | 0.85601
5390 | 0.78701
5391 | 0.67001
5392 | 0.528
5393 | 0.298
5394 | 0.188
5395 | 0.0302
5396 | 0
5397 | 0
5398 | 0
5399 | 0
5400 | 0
5401 | 0
5402 | 0
5403 | 0
5404 | 0
5405 | 0
5406 | 0.007
5407 | 0.098
5408 | 0.346
5409 | 0.2
5410 | 0.07
5411 | 0.194
5412 | 0.158
5413 | 0.291
5414 | 0.112
5415 | 0.084
5416 | 0.048
5417 | 0.119
5418 | 0.019
5419 | 0.02331
5420 | 0
5421 | 0
5422 | 0
5423 | 0
5424 | 0
5425 | 0
5426 | 0
5427 | 0
5428 | 0
5429 | 0
5430 | 0.01
5431 | 0.113
5432 | 0.186
5433 | 0.098
5434 | 0.214
5435 | 0.184
5436 | 0.117
5437 | 0.114
5438 | 0.133
5439 | 0.133
5440 | 0.081
5441 | 0.051
5442 | 0.088
5443 | 0.011
5444 | 0
5445 | 0
5446 | 0
5447 | 0
5448 | 0
5449 | 0
5450 | 0
5451 | 0
5452 | 0
5453 | 0
5454 | 0.018
5455 | 0.023
5456 | 0.101
5457 | 0.131
5458 | 0.221
5459 | 0.285
5460 | 0.162
5461 | 0.284
5462 | 0.09
5463 | 0.085
5464 | 0.076
5465 | 0.067
5466 | 0.024
5467 | 0.003
5468 | 0
5469 | 0
5470 | 0
5471 | 0
5472 | 0
5473 | 0
5474 | 0
5475 | 0
5476 | 0
5477 | 0
5478 | 0.014
5479 | 0.192
5480 | 0.207
5481 | 0.383
5482 | 0.331
5483 | 0.383
5484 | 0.662
5485 | 0.607
5486 | 0.387
5487 | 0.297
5488 | 0.179
5489 | 0.132
5490 | 0.055
5491 | 0.009
5492 | 0
5493 | 0
5494 | 0
5495 | 0
5496 | 0
5497 | 0
5498 | 0
5499 | 0
5500 | 0
5501 | 0
5502 | 0.027
5503 | 0.089
5504 | 0.249
5505 | 0.423
5506 | 0.68201
5507 | 0.587
5508 | 0.68101
5509 | 0.407
5510 | 0.278
5511 | 0.094
5512 | 0.123
5513 | 0.14
5514 | 0.11
5515 | 0.012
5516 | 0
5517 | 0
5518 | 0
5519 | 0
5520 | 0
5521 | 0
5522 | 0
5523 | 0
5524 | 0
5525 | 0
5526 | 0.027
5527 | 0.035
5528 | 0.078
5529 | 0.078
5530 | 0.136
5531 | 0.097
5532 | 0.106
5533 | 0.114
5534 | 0.135
5535 | 0.08
5536 | 0.091
5537 | 0.078
5538 | 0.069
5539 | 0.01182
5540 | 0
5541 | 0
5542 | 0
5543 | 0
5544 | 0
5545 | 0
5546 | 0
5547 | 0
5548 | 0
5549 | 0
5550 | 0.049
5551 | 0.193
5552 | 0.337
5553 | 0.479
5554 | 0.64401
5555 | 0.73801
5556 | 0.68401
5557 | 0.71401
5558 | 0.65601
5559 | 0.529
5560 | 0.449
5561 | 0.297
5562 | 0.098
5563 | 0.005
5564 | 0
5565 | 0
5566 | 0
5567 | 0
5568 | 0
5569 | 0
5570 | 0
5571 | 0
5572 | 0
5573 | 0
5574 | 0.044
5575 | 0.193
5576 | 0.393
5577 | 0.563
5578 | 0.69401
5579 | 0.79101
5580 | 0.83001
5581 | 0.82401
5582 | 0.75801
5583 | 0.64801
5584 | 0.499
5585 | 0.334
5586 | 0.161
5587 | 0
5588 | 0
5589 | 0
5590 | 0
5591 | 0
5592 | 0
5593 | 0
5594 | 0
5595 | 0
5596 | 0
5597 | 0
5598 | 0.04531
5599 | 0.22
5600 | 0.398
5601 | 0.55901
5602 | 0.69101
5603 | 0.78701
5604 | 0.82701
5605 | 0.81601
5606 | 0.75001
5607 | 0.64101
5608 | 0.495
5609 | 0.326
5610 | 0.154
5611 | 0
5612 | 0
5613 | 0
5614 | 0
5615 | 0
5616 | 0
5617 | 0
5618 | 0
5619 | 0
5620 | 0
5621 | 0
5622 | 0.03746
5623 | 0.183
5624 | 0.341
5625 | 0.525
5626 | 0.65201
5627 | 0.191
5628 | 0.11
5629 | 0.15
5630 | 0.188
5631 | 0.116
5632 | 0.074
5633 | 0.174
5634 | 0.038
5635 | 0
5636 | 0
5637 | 0
5638 | 0
5639 | 0
5640 | 0
5641 | 0
5642 | 0
5643 | 0
5644 | 0
5645 | 0
5646 | 0.03303
5647 | 0.04
5648 | 0.19
5649 | 0.3963
5650 | 0.484
5651 | 0.5149
5652 | 0.58156
5653 | 0.58556
5654 | 0.5117
5655 | 0.4108
5656 | 0.30365
5657 | 0.214
5658 | 0.10895
5659 | 0.00265
5660 | 0
5661 | 0
5662 | 0
5663 | 0
5664 | 0
5665 | 0
5666 | 0
5667 | 0
5668 | 0
5669 | 0
5670 | 0.03029
5671 | 0.179
5672 | 0.348
5673 | 0.479
5674 | 0.60701
5675 | 0.69001
5676 | 0.76601
5677 | 0.78001
5678 | 0.71801
5679 | 0.62401
5680 | 0.476
5681 | 0.302
5682 | 0.135
5683 | 0
5684 | 0
5685 | 0
5686 | 0
5687 | 0
5688 | 0
5689 | 0
5690 | 0
5691 | 0
5692 | 0
5693 | 0
5694 | 0.03646
5695 | 0.204
5696 | 0.384
5697 | 0.54301
5698 | 0.67701
5699 | 0.76601
5700 | 0.77901
5701 | 0.76401
5702 | 0.73301
5703 | 0.62301
5704 | 0.478
5705 | 0.308
5706 | 0.137
5707 | 0
5708 | 0
5709 | 0
5710 | 0
5711 | 0
5712 | 0
5713 | 0
5714 | 0
5715 | 0
5716 | 0
5717 | 0
5718 | 0.03246
5719 | 0.181
5720 | 0.354
5721 | 0.54001
5722 | 0.67701
5723 | 0.74601
5724 | 0.80001
5725 | 0.73901
5726 | 0.574
5727 | 0.396
5728 | 0.324
5729 | 0.3
5730 | 0.121
5731 | 0
5732 | 0
5733 | 0
5734 | 0
5735 | 0
5736 | 0
5737 | 0
5738 | 0
5739 | 0
5740 | 0
5741 | 0
5742 | 0.026
5743 | 0.184
5744 | 0.362
5745 | 0.328
5746 | 0.64601
5747 | 0.70801
5748 | 0.79201
5749 | 0.78001
5750 | 0.71701
5751 | 0.61001
5752 | 0.463
5753 | 0.301
5754 | 0.116
5755 | 0
5756 | 0
5757 | 0
5758 | 0
5759 | 0
5760 | 0
5761 | 0
5762 | 0
5763 | 0
5764 | 0
5765 | 0
5766 | 0.025
5767 | 0.196
5768 | 0.37
5769 | 0.53301
5770 | 0.66601
5771 | 0.75801
5772 | 0.80401
5773 | 0.78401
5774 | 0.72301
5775 | 0.61101
5776 | 0.463
5777 | 0.293
5778 | 0.119
5779 | 0
5780 | 0
5781 | 0
5782 | 0
5783 | 0
5784 | 0
5785 | 0
5786 | 0
5787 | 0
5788 | 0
5789 | 0
5790 | 0.021
5791 | 0.187
5792 | 0.361
5793 | 0.52901
5794 | 0.65901
5795 | 0.75101
5796 | 0.78801
5797 | 0.77601
5798 | 0.71101
5799 | 0.60001
5800 | 0.453
5801 | 0.284
5802 | 0.113
5803 | 0
5804 | 0
5805 | 0
5806 | 0
5807 | 0
5808 | 0
5809 | 0
5810 | 0
5811 | 0
5812 | 0
5813 | 0
5814 | 0.021
5815 | 0.183
5816 | 0.359
5817 | 0.52001
5818 | 0.64901
5819 | 0.74301
5820 | 0.78001
5821 | 0.76701
5822 | 0.69601
5823 | 0.58601
5824 | 0.438
5825 | 0.273
5826 | 0.105
5827 | 0
5828 | 0
5829 | 0
5830 | 0
5831 | 0
5832 | 0
5833 | 0
5834 | 0
5835 | 0
5836 | 0
5837 | 0
5838 | 0.004
5839 | 0.188
5840 | 0.139
5841 | 0.125
5842 | 0.111
5843 | 0.263
5844 | 0.156
5845 | 0.093
5846 | 0.1
5847 | 0.146
5848 | 0.293
5849 | 0.114
5850 | 0.01
5851 | 0
5852 | 0
5853 | 0
5854 | 0
5855 | 0
5856 | 0
5857 | 0
5858 | 0
5859 | 0
5860 | 0
5861 | 0
5862 | 0.003
5863 | 0.14
5864 | 0.371
5865 | 0.454
5866 | 0.496
5867 | 0.63201
5868 | 0.66201
5869 | 0.448
5870 | 0.168
5871 | 0.338
5872 | 0.344
5873 | 0.142
5874 | 0.042
5875 | 0
5876 | 0
5877 | 0
5878 | 0
5879 | 0
5880 | 0
5881 | 0
5882 | 0
5883 | 0
5884 | 0
5885 | 0
5886 | 0.003
5887 | 0.017
5888 | 0.058
5889 | 0.155
5890 | 0.363
5891 | 0.137
5892 | 0.243
5893 | 0.178
5894 | 0.203
5895 | 0.069
5896 | 0.205
5897 | 0.207
5898 | 0.049
5899 | 0
5900 | 0
5901 | 0
5902 | 0
5903 | 0
5904 | 0
5905 | 0
5906 | 0
5907 | 0
5908 | 0
5909 | 0
5910 | 0.003
5911 | 0.188
5912 | 0.362
5913 | 0.52301
5914 | 0.504
5915 | 0.64401
5916 | 0.71601
5917 | 0.443
5918 | 0.209
5919 | 0.259
5920 | 0.191
5921 | 0.13
5922 | 0.056
5923 | 0
5924 | 0
5925 | 0
5926 | 0
5927 | 0
5928 | 0
5929 | 0
5930 | 0
5931 | 0
5932 | 0
5933 | 0
5934 | 0.003
5935 | 0.074
5936 | 0.197
5937 | 0.263
5938 | 0.508
5939 | 0.398
5940 | 0.131
5941 | 0.21
5942 | 0.25
5943 | 0.107
5944 | 0.121
5945 | 0.189
5946 | 0.033
5947 | 0
5948 | 0
5949 | 0
5950 | 0
5951 | 0
5952 | 0
5953 | 0
5954 | 0
5955 | 0
5956 | 0
5957 | 0
5958 | 0.002
5959 | 0.158
5960 | 0.18
5961 | 0.152
5962 | 0.089
5963 | 0.272
5964 | 0.218
5965 | 0.256
5966 | 0.391
5967 | 0.169
5968 | 0.305
5969 | 0.171
5970 | 0.044
5971 | 0
5972 | 0
5973 | 0
5974 | 0
5975 | 0
5976 | 0
5977 | 0
5978 | 0
5979 | 0
5980 | 0
5981 | 0
5982 | 0.002
5983 | 0.178
5984 | 0.351
5985 | 0.52901
5986 | 0.65501
5987 | 0.75901
5988 | 0.79201
5989 | 0.76101
5990 | 0.69601
5991 | 0.55901
5992 | 0.387
5993 | 0.255
5994 | 0.083
5995 | 0
5996 | 0
5997 | 0
5998 | 0
5999 | 0
6000 | 0
6001 | 0
6002 | 0
6003 | 0
6004 | 0
6005 | 0
6006 | 0
6007 | 0.157
6008 | 0.285
6009 | 0.50001
6010 | 0.65701
6011 | 0.75401
6012 | 0.79101
6013 | 0.78701
6014 | 0.67701
6015 | 0.58501
6016 | 0.419
6017 | 0.243
6018 | 0.074
6019 | 0
6020 | 0
6021 | 0
6022 | 0
6023 | 0
6024 | 0
6025 | 0
6026 | 0
6027 | 0
6028 | 0
6029 | 0
6030 | 0
6031 | 0.166
6032 | 0.331
6033 | 0.50901
6034 | 0.64401
6035 | 0.73901
6036 | 0.77101
6037 | 0.76601
6038 | 0.68501
6039 | 0.49501
6040 | 0.402
6041 | 0.23
6042 | 0.069
6043 | 0
6044 | 0
6045 | 0
6046 | 0
6047 | 0
6048 | 0
6049 | 0
6050 | 0
6051 | 0
6052 | 0
6053 | 0
6054 | 0
6055 | 0.159
6056 | 0.326
6057 | 0.50001
6058 | 0.55401
6059 | 0.66301
6060 | 0.69501
6061 | 0.73501
6062 | 0.68301
6063 | 0.54801
6064 | 0.405
6065 | 0.234
6066 | 0.05635
6067 | 0
6068 | 0
6069 | 0
6070 | 0
6071 | 0
6072 | 0
6073 | 0
6074 | 0
6075 | 0
6076 | 0
6077 | 0
6078 | 0
6079 | 0.116
6080 | 0.268
6081 | 0.49501
6082 | 0.61601
6083 | 0.70801
6084 | 0.59201
6085 | 0.72601
6086 | 0.66401
6087 | 0.49101
6088 | 0.252
6089 | 0.202
6090 | 0.04921
6091 | 0
6092 | 0
6093 | 0
6094 | 0
6095 | 0
6096 | 0
6097 | 0
6098 | 0
6099 | 0
6100 | 0
6101 | 0
6102 | 0
6103 | 0.155
6104 | 0.321
6105 | 0.50101
6106 | 0.55001
6107 | 0.71401
6108 | 0.76401
6109 | 0.75401
6110 | 0.67501
6111 | 0.54501
6112 | 0.39701
6113 | 0.232
6114 | 0.04582
6115 | 0
6116 | 0
6117 | 0
6118 | 0
6119 | 0
6120 | 0
6121 | 0
6122 | 0
6123 | 0
6124 | 0
6125 | 0
6126 | 0
6127 | 0.018
6128 | 0.197
6129 | 0.49001
6130 | 0.237
6131 | 0.112
6132 | 0.327
6133 | 0.343
6134 | 0.464
6135 | 0.52001
6136 | 0.39401
6137 | 0.218
6138 | 0.04659
6139 | 0
6140 | 0
6141 | 0
6142 | 0
6143 | 0
6144 | 0
6145 | 0
6146 | 0
6147 | 0
6148 | 0
6149 | 0
6150 | 0
6151 | 0.072
6152 | 0.335
6153 | 0.49301
6154 | 0.62201
6155 | 0.56601
6156 | 0.304
6157 | 0.69501
6158 | 0.65401
6159 | 0.26
6160 | 0.106
6161 | 0.032
6162 | 0.02278
6163 | 0
6164 | 0
6165 | 0
6166 | 0
6167 | 0
6168 | 0
6169 | 0
6170 | 0
6171 | 0
6172 | 0
6173 | 0
6174 | 0
6175 | 0.078
6176 | 0.237
6177 | 0.266
6178 | 0.251
6179 | 0.62401
6180 | 0.35
6181 | 0.498
6182 | 0.216
6183 | 0.121
6184 | 0.1
6185 | 0.082
6186 | 0.03086
6187 | 0
6188 | 0
6189 | 0
6190 | 0
6191 | 0
6192 | 0
6193 | 0
6194 | 0
6195 | 0
6196 | 0
6197 | 0
6198 | 0
6199 | 0.121
6200 | 0.136
6201 | 0.309
6202 | 0.307
6203 | 0.205
6204 | 0.112
6205 | 0.479
6206 | 0.363
6207 | 0.54901
6208 | 0.37601
6209 | 0.187
6210 | 0.02884
6211 | 0
6212 | 0
6213 | 0
6214 | 0
6215 | 0
6216 | 0
6217 | 0
6218 | 0
6219 | 0
6220 | 0
6221 | 0
6222 | 0
6223 | 0.046
6224 | 0.113
6225 | 0.084
6226 | 0.072
6227 | 0.062
6228 | 0.104
6229 | 0.097
6230 | 0.057
6231 | 0.135
6232 | 0.277
6233 | 0.157
6234 | 0.02578
6235 | 0
6236 | 0
6237 | 0
6238 | 0
6239 | 0
6240 | 0
6241 | 0
6242 | 0
6243 | 0
6244 | 0
6245 | 0
6246 | 0
6247 | 0.13
6248 | 0.185
6249 | 0.42001
6250 | 0.344
6251 | 0.27
6252 | 0.093
6253 | 0.087
6254 | 0.1
6255 | 0.046
6256 | 0.117
6257 | 0.087
6258 | 0.02077
6259 | 0
6260 | 0
6261 | 0
6262 | 0
6263 | 0
6264 | 0
6265 | 0
6266 | 0
6267 | 0
6268 | 0
6269 | 0
6270 | 0
6271 | 0.112
6272 | 0.255
6273 | 0.44701
6274 | 0.58401
6275 | 0.66001
6276 | 0.59001
6277 | 0.29
6278 | 0.456
6279 | 0.379
6280 | 0.324
6281 | 0.151
6282 | 0.01631
6283 | 0
6284 | 0
6285 | 0
6286 | 0
6287 | 0
6288 | 0
6289 | 0
6290 | 0
6291 | 0
6292 | 0
6293 | 0
6294 | 0
6295 | 0.086
6296 | 0.21
6297 | 0.288
6298 | 0.42
6299 | 0.468
6300 | 0.56701
6301 | 0.53001
6302 | 0.52901
6303 | 0.48401
6304 | 0.257
6305 | 0.11
6306 | 0.004
6307 | 0
6308 | 0
6309 | 0
6310 | 0
6311 | 0
6312 | 0
6313 | 0
6314 | 0
6315 | 0
6316 | 0
6317 | 0
6318 | 0
6319 | 0.095
6320 | 0.173
6321 | 0.246
6322 | 0.398
6323 | 0.53501
6324 | 0.58501
6325 | 0.68201
6326 | 0.61001
6327 | 0.51001
6328 | 0.33901
6329 | 0.167
6330 | 0
6331 | 0
6332 | 0
6333 | 0
6334 | 0
6335 | 0
6336 | 0
6337 | 0
6338 | 0
6339 | 0
6340 | 0
6341 | 0
6342 | 0
6343 | 0.079
6344 | 0.169
6345 | 0.208
6346 | 0.193
6347 | 0.348
6348 | 0.187
6349 | 0.219
6350 | 0.088
6351 | 0.088
6352 | 0.094
6353 | 0.044
6354 | 0
6355 | 0
6356 | 0
6357 | 0
6358 | 0
6359 | 0
6360 | 0
6361 | 0
6362 | 0
6363 | 0
6364 | 0
6365 | 0
6366 | 0
6367 | 0.069
6368 | 0.127
6369 | 0.068
6370 | 0.106
6371 | 0.37
6372 | 0.101
6373 | 0.11
6374 | 0.111
6375 | 0.15
6376 | 0.16
6377 | 0.039
6378 | 0
6379 | 0
6380 | 0
6381 | 0
6382 | 0
6383 | 0
6384 | 0
6385 | 0
6386 | 0
6387 | 0
6388 | 0
6389 | 0
6390 | 0
6391 | 0.099
6392 | 0.161
6393 | 0.178
6394 | 0.56001
6395 | 0.64201
6396 | 0.67101
6397 | 0.194
6398 | 0.295
6399 | 0.47901
6400 | 0.31801
6401 | 0.147
6402 | 0
6403 | 0
6404 | 0
6405 | 0
6406 | 0
6407 | 0
6408 | 0
6409 | 0
6410 | 0
6411 | 0
6412 | 0
6413 | 0
6414 | 0
6415 | 0.084
6416 | 0.229
6417 | 0.41701
6418 | 0.54701
6419 | 0.65001
6420 | 0.65901
6421 | 0.59001
6422 | 0.55201
6423 | 0.45301
6424 | 0.296
6425 | 0.134
6426 | 0
6427 | 0
6428 | 0
6429 | 0
6430 | 0
6431 | 0
6432 | 0
6433 | 0
6434 | 0
6435 | 0
6436 | 0
6437 | 0
6438 | 0
6439 | 0.093
6440 | 0.213
6441 | 0.323
6442 | 0.50701
6443 | 0.53101
6444 | 0.219
6445 | 0.205
6446 | 0.292
6447 | 0.266
6448 | 0.149
6449 | 0.064
6450 | 0
6451 | 0
6452 | 0
6453 | 0
6454 | 0
6455 | 0
6456 | 0
6457 | 0
6458 | 0
6459 | 0
6460 | 0
6461 | 0
6462 | 0
6463 | 0.046
6464 | 0.131
6465 | 0.188
6466 | 0.307
6467 | 0.266
6468 | 0.337
6469 | 0.228
6470 | 0.301
6471 | 0.191
6472 | 0.157
6473 | 0.069
6474 | 0
6475 | 0
6476 | 0
6477 | 0
6478 | 0
6479 | 0
6480 | 0
6481 | 0
6482 | 0
6483 | 0
6484 | 0
6485 | 0
6486 | 0
6487 | 0.078
6488 | 0.219
6489 | 0.41201
6490 | 0.54901
6491 | 0.62701
6492 | 0.441
6493 | 0.402
6494 | 0.209
6495 | 0.076
6496 | 0.163
6497 | 0.091
6498 | 0
6499 | 0
6500 | 0
6501 | 0
6502 | 0
6503 | 0
6504 | 0
6505 | 0
6506 | 0
6507 | 0
6508 | 0
6509 | 0
6510 | 0
6511 | 0.089
6512 | 0.251
6513 | 0.42001
6514 | 0.54701
6515 | 0.62501
6516 | 0.64701
6517 | 0.63201
6518 | 0.55401
6519 | 0.45101
6520 | 0.28201
6521 | 0.114
6522 | 0
6523 | 0
6524 | 0
6525 | 0
6526 | 0
6527 | 0
6528 | 0
6529 | 0
6530 | 0
6531 | 0
6532 | 0
6533 | 0
6534 | 0
6535 | 0.04
6536 | 0.097
6537 | 0.126
6538 | 0.091
6539 | 0.109
6540 | 0.059
6541 | 0.176
6542 | 0.415
6543 | 0.299
6544 | 0.237
6545 | 0.067
6546 | 0
6547 | 0
6548 | 0
6549 | 0
6550 | 0
6551 | 0
6552 | 0
6553 | 0
6554 | 0
6555 | 0
6556 | 0
6557 | 0
6558 | 0
6559 | 0.072
6560 | 0.023
6561 | 0.197
6562 | 0.273
6563 | 0.57001
6564 | 0.57801
6565 | 0.65301
6566 | 0.57501
6567 | 0.44801
6568 | 0.28901
6569 | 0.114
6570 | 0
6571 | 0
6572 | 0
6573 | 0
6574 | 0
6575 | 0
6576 | 0
6577 | 0
6578 | 0
6579 | 0
6580 | 0
6581 | 0
6582 | 0
6583 | 0.082
6584 | 0.25601
6585 | 0.41101
6586 | 0.55301
6587 | 0.63901
6588 | 0.66801
6589 | 0.64101
6590 | 0.51101
6591 | 0.172
6592 | 0.072
6593 | 0.068
6594 | 0
6595 | 0
6596 | 0
6597 | 0
6598 | 0
6599 | 0
6600 | 0
6601 | 0
6602 | 0
6603 | 0
6604 | 0
6605 | 0
6606 | 0
6607 | 0.083
6608 | 0.24401
6609 | 0.36601
6610 | 0.54201
6611 | 0.62701
6612 | 0.66501
6613 | 0.60601
6614 | 0.55401
6615 | 0.43401
6616 | 0.27201
6617 | 0.082
6618 | 0
6619 | 0
6620 | 0
6621 | 0
6622 | 0
6623 | 0
6624 | 0
6625 | 0
6626 | 0
6627 | 0
6628 | 0
6629 | 0
6630 | 0
6631 | 0.049
6632 | 0.113
6633 | 0.164
6634 | 0.48201
6635 | 0.61201
6636 | 0.60601
6637 | 0.51901
6638 | 0.53601
6639 | 0.41501
6640 | 0.27201
6641 | 0.098
6642 | 0
6643 | 0
6644 | 0
6645 | 0
6646 | 0
6647 | 0
6648 | 0
6649 | 0
6650 | 0
6651 | 0
6652 | 0
6653 | 0
6654 | 0
6655 | 0.024
6656 | 0.108
6657 | 0.236
6658 | 0.51201
6659 | 0.54301
6660 | 0.58701
6661 | 0.427
6662 | 0.46301
6663 | 0.236
6664 | 0.035
6665 | 0.008
6666 | 0
6667 | 0
6668 | 0
6669 | 0
6670 | 0
6671 | 0
6672 | 0
6673 | 0
6674 | 0
6675 | 0
6676 | 0
6677 | 0
6678 | 0
6679 | 0.065
6680 | 0.113
6681 | 0.198
6682 | 0.50701
6683 | 0.4
6684 | 0.12
6685 | 0.054
6686 | 0.047
6687 | 0.067
6688 | 0.077
6689 | 0.044
6690 | 0
6691 | 0
6692 | 0
6693 | 0
6694 | 0
6695 | 0
6696 | 0
6697 | 0
6698 | 0
6699 | 0
6700 | 0
6701 | 0
6702 | 0
6703 | 0.04644
6704 | 0.15
6705 | 0.302
6706 | 0.251
6707 | 0.295
6708 | 0.313
6709 | 0.095
6710 | 0.163
6711 | 0.104
6712 | 0.071
6713 | 0.032
6714 | 0
6715 | 0
6716 | 0
6717 | 0
6718 | 0
6719 | 0
6720 | 0
6721 | 0
6722 | 0
6723 | 0
6724 | 0
6725 | 0
6726 | 0
6727 | 0.02878
6728 | 0.143
6729 | 0.166
6730 | 0.149
6731 | 0.267
6732 | 0.336
6733 | 0.307
6734 | 0.308
6735 | 0.18
6736 | 0.076
6737 | 0.014
6738 | 0
6739 | 0
6740 | 0
6741 | 0
6742 | 0
6743 | 0
6744 | 0
6745 | 0
6746 | 0
6747 | 0
6748 | 0
6749 | 0
6750 | 0
6751 | 0.03303
6752 | 0.122
6753 | 0.246
6754 | 0.197
6755 | 0.28
6756 | 0.218
6757 | 0.206
6758 | 0.201
6759 | 0.142
6760 | 0.214
6761 | 0.0567
6762 | 0
6763 | 0
6764 | 0
6765 | 0
6766 | 0
6767 | 0
6768 | 0
6769 | 0
6770 | 0
6771 | 0
6772 | 0
6773 | 0
6774 | 0
6775 | 0.0248
6776 | 0.074
6777 | 0.087
6778 | 0.065
6779 | 0.074
6780 | 0.076
6781 | 0.062
6782 | 0.054
6783 | 0.038
6784 | 0.042
6785 | 0.021
6786 | 0
6787 | 0
6788 | 0
6789 | 0
6790 | 0
6791 | 0
6792 | 0
6793 | 0
6794 | 0
6795 | 0
6796 | 0
6797 | 0
6798 | 0
6799 | 0.015
6800 | 0.057
6801 | 0.094
6802 | 0.058
6803 | 0.083
6804 | 0.054
6805 | 0.104
6806 | 0.077
6807 | 0.043
6808 | 0.056
6809 | 0.03398
6810 | 0
6811 | 0
6812 | 0
6813 | 0
6814 | 0
6815 | 0
6816 | 0
6817 | 0
6818 | 0
6819 | 0
6820 | 0
6821 | 0
6822 | 0
6823 | 0.02653
6824 | 0.142
6825 | 0.275
6826 | 0.369
6827 | 0.47801
6828 | 0.50501
6829 | 0.48301
6830 | 0.43501
6831 | 0.37401
6832 | 0.167
6833 | 0.017
6834 | 0
6835 | 0
6836 | 0
6837 | 0
6838 | 0
6839 | 0
6840 | 0
6841 | 0
6842 | 0
6843 | 0
6844 | 0
6845 | 0
6846 | 0
6847 | 0.02278
6848 | 0.087
6849 | 0.171
6850 | 0.062
6851 | 0.159
6852 | 0.053
6853 | 0.05
6854 | 0.043
6855 | 0.032
6856 | 0.04
6857 | 0.019
6858 | 0
6859 | 0
6860 | 0
6861 | 0
6862 | 0
6863 | 0
6864 | 0
6865 | 0
6866 | 0
6867 | 0
6868 | 0
6869 | 0
6870 | 0
6871 | 0.0243
6872 | 0.169
6873 | 0.217
6874 | 0.263
6875 | 0.298
6876 | 0.48601
6877 | 0.41701
6878 | 0.298
6879 | 0.097
6880 | 0.112
6881 | 0.03353
6882 | 0
6883 | 0
6884 | 0
6885 | 0
6886 | 0
6887 | 0
6888 | 0
6889 | 0
6890 | 0
6891 | 0
6892 | 0
6893 | 0
6894 | 0
6895 | 0.009
6896 | 0.022
6897 | 0.031
6898 | 0.069
6899 | 0.108
6900 | 0.138
6901 | 0.1
6902 | 0.045
6903 | 0.035
6904 | 0.037
6905 | 0.02331
6906 | 0
6907 | 0
6908 | 0
6909 | 0
6910 | 0
6911 | 0
6912 | 0
6913 | 0
6914 | 0
6915 | 0
6916 | 0
6917 | 0
6918 | 0
6919 | 0.019
6920 | 0.068
6921 | 0.102
6922 | 0.205
6923 | 0.078
6924 | 0.061
6925 | 0.049
6926 | 0.068
6927 | 0.054
6928 | 0.079
6929 | 0.011
6930 | 0
6931 | 0
6932 | 0
6933 | 0
6934 | 0
6935 | 0
6936 | 0
6937 | 0
6938 | 0
6939 | 0
6940 | 0
6941 | 0
6942 | 0
6943 | 0.017
6944 | 0.108
6945 | 0.146
6946 | 0.122
6947 | 0.155
6948 | 0.125
6949 | 0.091
6950 | 0.062
6951 | 0.034
6952 | 0.067
6953 | 0.009
6954 | 0
6955 | 0
6956 | 0
6957 | 0
6958 | 0
6959 | 0
6960 | 0
6961 | 0
6962 | 0
6963 | 0
6964 | 0
6965 | 0
6966 | 0
6967 | 0.003
6968 | 0.035
6969 | 0.029
6970 | 0.04
6971 | 0.047
6972 | 0.05
6973 | 0.047
6974 | 0.051
6975 | 0.052
6976 | 0.045
6977 | 0.015
6978 | 0
6979 | 0
6980 | 0
6981 | 0
6982 | 0
6983 | 0
6984 | 0
6985 | 0
6986 | 0
6987 | 0
6988 | 0
6989 | 0
6990 | 0
6991 | 0.012
6992 | 0.044
6993 | 0.159
6994 | 0.185
6995 | 0.207
6996 | 0.362
6997 | 0.333
6998 | 0.272
6999 | 0.29301
7000 | 0.154
7001 | 0.014
7002 | 0
7003 | 0
7004 | 0
7005 | 0
7006 | 0
7007 | 0
7008 | 0
7009 | 0
7010 | 0
7011 | 0
7012 | 0
7013 | 0
7014 | 0
7015 | 0.007
7016 | 0.085
7017 | 0.141
7018 | 0.145
7019 | 0.313
7020 | 0.39801
7021 | 0.51701
7022 | 0.44101
7023 | 0.31601
7024 | 0.16401
7025 | 0.013
7026 | 0
7027 | 0
7028 | 0
7029 | 0
7030 | 0
7031 | 0
7032 | 0
7033 | 0
7034 | 0
7035 | 0
7036 | 0
7037 | 0
7038 | 0
7039 | 0.006
7040 | 0.077
7041 | 0.13
7042 | 0.114
7043 | 0.148
7044 | 0.062
7045 | 0.073
7046 | 0.097
7047 | 0.053
7048 | 0.113
7049 | 0
7050 | 0
7051 | 0
7052 | 0
7053 | 0
7054 | 0
7055 | 0
7056 | 0
7057 | 0
7058 | 0
7059 | 0
7060 | 0
7061 | 0
7062 | 0
7063 | 0
7064 | 0.117
7065 | 0.198
7066 | 0.38801
7067 | 0.50001
7068 | 0.45101
7069 | 0.257
7070 | 0.201
7071 | 0.099
7072 | 0.078
7073 | 0
7074 | 0
7075 | 0
7076 | 0
7077 | 0
7078 | 0
7079 | 0
7080 | 0
7081 | 0
7082 | 0
7083 | 0
7084 | 0
7085 | 0
7086 | 0
7087 | 0
7088 | 0.091
7089 | 0.143
7090 | 0.123
7091 | 0.126
7092 | 0.089
7093 | 0.148
7094 | 0.083
7095 | 0.074
7096 | 0.067
7097 | 0
7098 | 0
7099 | 0
7100 | 0
7101 | 0
7102 | 0
7103 | 0
7104 | 0
7105 | 0
7106 | 0
7107 | 0
7108 | 0
7109 | 0
7110 | 0
7111 | 0
7112 | 0.127
7113 | 0.172
7114 | 0.38601
7115 | 0.40301
7116 | 0.50101
7117 | 0.46401
7118 | 0.38901
7119 | 0.169
7120 | 0.09
7121 | 0
7122 | 0
7123 | 0
7124 | 0
7125 | 0
7126 | 0
7127 | 0
7128 | 0
7129 | 0
7130 | 0
7131 | 0
7132 | 0
7133 | 0
7134 | 0
7135 | 0
7136 | 0.023
7137 | 0.117
7138 | 0.192
7139 | 0.306
7140 | 0.341
7141 | 0.44601
7142 | 0.40701
7143 | 0.28501
7144 | 0.131
7145 | 0
7146 | 0
7147 | 0
7148 | 0
7149 | 0
7150 | 0
7151 | 0
7152 | 0
7153 | 0
7154 | 0
7155 | 0
7156 | 0
7157 | 0
7158 | 0
7159 | 0
7160 | 0.061
7161 | 0.093
7162 | 0.08
7163 | 0.145
7164 | 0.275
7165 | 0.48301
7166 | 0.40301
7167 | 0.28501
7168 | 0.132
7169 | 0
7170 | 0
7171 | 0
7172 | 0
7173 | 0
7174 | 0
7175 | 0
7176 | 0
7177 | 0
7178 | 0
7179 | 0
7180 | 0
7181 | 0
7182 | 0
7183 | 0
7184 | 0.054
7185 | 0.093
7186 | 0.08
7187 | 0.117
7188 | 0.157
7189 | 0.156
7190 | 0.159
7191 | 0.168
7192 | 0.117
7193 | 0
7194 | 0
7195 | 0
7196 | 0
7197 | 0
7198 | 0
7199 | 0
7200 | 0
7201 | 0
7202 | 0
7203 | 0
7204 | 0
7205 | 0
7206 | 0
7207 | 0
7208 | 0.115
7209 | 0.132
7210 | 0.36401
7211 | 0.46101
7212 | 0.49101
7213 | 0.46701
7214 | 0.39401
7215 | 0.27001
7216 | 0.12901
7217 | 0
7218 | 0
7219 | 0
7220 | 0
7221 | 0
7222 | 0
7223 | 0
7224 | 0
7225 | 0
7226 | 0
7227 | 0
7228 | 0
7229 | 0
7230 | 0
7231 | 0
7232 | 0.076
7233 | 0.095
7234 | 0.13
7235 | 0.184
7236 | 0.156
7237 | 0.132
7238 | 0.171
7239 | 0.137
7240 | 0.069
7241 | 0
7242 | 0
7243 | 0
7244 | 0
7245 | 0
7246 | 0
7247 | 0
7248 | 0
7249 | 0
7250 | 0
7251 | 0
7252 | 0
7253 | 0
7254 | 0
7255 | 0
7256 | 0.06
7257 | 0.117
7258 | 0.096
7259 | 0.139
7260 | 0.207
7261 | 0.265
7262 | 0.35301
7263 | 0.22901
7264 | 0.104
7265 | 0
7266 | 0
7267 | 0
7268 | 0
7269 | 0
7270 | 0
7271 | 0
7272 | 0
7273 | 0
7274 | 0
7275 | 0
7276 | 0
7277 | 0
7278 | 0
7279 | 0
7280 | 0.047
7281 | 0.085
7282 | 0.074
7283 | 0.114
7284 | 0.145
7285 | 0.34501
7286 | 0.37101
7287 | 0.25401
7288 | 0.108
7289 | 0
7290 | 0
7291 | 0
7292 | 0
7293 | 0
7294 | 0
7295 | 0
7296 | 0
7297 | 0
7298 | 0
7299 | 0
7300 | 0
7301 | 0
7302 | 0
7303 | 0
7304 | 0.067
7305 | 0.123
7306 | 0.141
7307 | 0.236
7308 | 0.47901
7309 | 0.45901
7310 | 0.38301
7311 | 0.26101
7312 | 0.11801
7313 | 0
7314 | 0
7315 | 0
7316 | 0
7317 | 0
7318 | 0
7319 | 0
7320 | 0
7321 | 0
7322 | 0
7323 | 0
7324 | 0
7325 | 0
7326 | 0
7327 | 0
7328 | 0.056
7329 | 0.115
7330 | 0.099
7331 | 0.126
7332 | 0.117
7333 | 0.151
7334 | 0.178
7335 | 0.189
7336 | 0.10501
7337 | 0
7338 | 0
7339 | 0
7340 | 0
7341 | 0
7342 | 0
7343 | 0
7344 | 0
7345 | 0
7346 | 0
7347 | 0
7348 | 0
7349 | 0
7350 | 0
7351 | 0
7352 | 0.031
7353 | 0.143
7354 | 0.257
7355 | 0.316
7356 | 0.271
7357 | 0.173
7358 | 0.24
7359 | 0.094
7360 | 0.033
7361 | 0
7362 | 0
7363 | 0
7364 | 0
7365 | 0
7366 | 0
7367 | 0
7368 | 0
7369 | 0
7370 | 0
7371 | 0
7372 | 0
7373 | 0
7374 | 0
7375 | 0
7376 | 0.10801
7377 | 0.25101
7378 | 0.36801
7379 | 0.46502
7380 | 0.47201
7381 | 0.43301
7382 | 0.36701
7383 | 0.24701
7384 | 0.10501
7385 | 0
7386 | 0
7387 | 0
7388 | 0
7389 | 0
7390 | 0
7391 | 0
7392 | 0
7393 | 0
7394 | 0
7395 | 0
7396 | 0
7397 | 0
7398 | 0
7399 | 0
7400 | 0.10401
7401 | 0.24701
7402 | 0.37401
7403 | 0.44501
7404 | 0.47102
7405 | 0.44101
7406 | 0.36501
7407 | 0.24501
7408 | 0.10001
7409 | 0
7410 | 0
7411 | 0
7412 | 0
7413 | 0
7414 | 0
7415 | 0
7416 | 0
7417 | 0
7418 | 0
7419 | 0
7420 | 0
7421 | 0
7422 | 0
7423 | 0
7424 | 0.086
7425 | 0.24801
7426 | 0.35601
7427 | 0.43301
7428 | 0.46602
7429 | 0.43201
7430 | 0.37101
7431 | 0.23801
7432 | 0.09501
7433 | 0
7434 | 0
7435 | 0
7436 | 0
7437 | 0
7438 | 0
7439 | 0
7440 | 0
7441 | 0
7442 | 0
7443 | 0
7444 | 0
7445 | 0
7446 | 0
7447 | 0
7448 | 0.09001
7449 | 0.184
7450 | 0.35801
7451 | 0.43201
7452 | 0.46302
7453 | 0.42601
7454 | 0.33501
7455 | 0.23201
7456 | 0.08901
7457 | 0
7458 | 0
7459 | 0
7460 | 0
7461 | 0
7462 | 0
7463 | 0
7464 | 0
7465 | 0
7466 | 0
7467 | 0
7468 | 0
7469 | 0
7470 | 0
7471 | 0
7472 | 0.09101
7473 | 0.20901
7474 | 0.34201
7475 | 0.42301
7476 | 0.45001
7477 | 0.42101
7478 | 0.34501
7479 | 0.22701
7480 | 0.08701
7481 | 0
7482 | 0
7483 | 0
7484 | 0
7485 | 0
7486 | 0
7487 | 0
7488 | 0
7489 | 0
7490 | 0
7491 | 0
7492 | 0
7493 | 0
7494 | 0
7495 | 0
7496 | 0.09001
7497 | 0.22501
7498 | 0.197
7499 | 0.41501
7500 | 0.32501
7501 | 0.34501
7502 | 0.28101
7503 | 0.158
7504 | 0.07
7505 | 0
7506 | 0
7507 | 0
7508 | 0
7509 | 0
7510 | 0
7511 | 0
7512 | 0
7513 | 0
7514 | 0
7515 | 0
7516 | 0
7517 | 0
7518 | 0
7519 | 0
7520 | 0.057
7521 | 0.19401
7522 | 0.33901
7523 | 0.41201
7524 | 0.44202
7525 | 0.41101
7526 | 0.33301
7527 | 0.21601
7528 | 0.076
7529 | 0
7530 | 0
7531 | 0
7532 | 0
7533 | 0
7534 | 0
7535 | 0
7536 | 0
7537 | 0
7538 | 0
7539 | 0
7540 | 0
7541 | 0
7542 | 0
7543 | 0
7544 | 0.067
7545 | 0.13
7546 | 0.134
7547 | 0.155
7548 | 0.43501
7549 | 0.40201
7550 | 0.32901
7551 | 0.21101
7552 | 0.074
7553 | 0
7554 | 0
7555 | 0
7556 | 0
7557 | 0
7558 | 0
7559 | 0
7560 | 0
7561 | 0
7562 | 0
7563 | 0
7564 | 0
7565 | 0
7566 | 0
7567 | 0
7568 | 0.037
7569 | 0.096
7570 | 0.094
7571 | 0.127
7572 | 0.161
7573 | 0.155
7574 | 0.132
7575 | 0.097
7576 | 0.017
7577 | 0
7578 | 0
7579 | 0
7580 | 0
7581 | 0
7582 | 0
7583 | 0
7584 | 0
7585 | 0
7586 | 0
7587 | 0
7588 | 0
7589 | 0
7590 | 0
7591 | 0
7592 | 0.04806
7593 | 0.157
7594 | 0.29901
7595 | 0.33701
7596 | 0.40501
7597 | 0.34701
7598 | 0.27801
7599 | 0.156
7600 | 0.05119
7601 | 0
7602 | 0
7603 | 0
7604 | 0
7605 | 0
7606 | 0
7607 | 0
7608 | 0
7609 | 0
7610 | 0
7611 | 0
7612 | 0
7613 | 0
7614 | 0
7615 | 0
7616 | 0.02779
7617 | 0.112
7618 | 0.128
7619 | 0.158
7620 | 0.202
7621 | 0.246
7622 | 0.24301
7623 | 0.152
7624 | 0.04942
7625 | 0
7626 | 0
7627 | 0
7628 | 0
7629 | 0
7630 | 0
7631 | 0
7632 | 0
7633 | 0
7634 | 0
7635 | 0
7636 | 0
7637 | 0
7638 | 0
7639 | 0
7640 | 0.03719
7641 | 0.142
7642 | 0.29601
7643 | 0.32501
7644 | 0.268
7645 | 0.258
7646 | 0.31001
7647 | 0.18801
7648 | 0.032
7649 | 0
7650 | 0
7651 | 0
7652 | 0
7653 | 0
7654 | 0
7655 | 0
7656 | 0
7657 | 0
7658 | 0
7659 | 0
7660 | 0
7661 | 0
7662 | 0
7663 | 0
7664 | 0.02579
7665 | 0.18101
7666 | 0.23401
7667 | 0.31701
7668 | 0.34501
7669 | 0.35101
7670 | 0.30601
7671 | 0.17301
7672 | 0.031
7673 | 0
7674 | 0
7675 | 0
7676 | 0
7677 | 0
7678 | 0
7679 | 0
7680 | 0
7681 | 0
7682 | 0
7683 | 0
7684 | 0
7685 | 0
7686 | 0
7687 | 0
7688 | 0.04522
7689 | 0.15
7690 | 0.101
7691 | 0.053
7692 | 0.163
7693 | 0.143
7694 | 0.086
7695 | 0.065
7696 | 0.013
7697 | 0
7698 | 0
7699 | 0
7700 | 0
7701 | 0
7702 | 0
7703 | 0
7704 | 0
7705 | 0
7706 | 0
7707 | 0
7708 | 0
7709 | 0
7710 | 0
7711 | 0
7712 | 0.04341
7713 | 0.17801
7714 | 0.30301
7715 | 0.37301
7716 | 0.40201
7717 | 0.37501
7718 | 0.29801
7719 | 0.18501
7720 | 0.026
7721 | 0
7722 | 0
7723 | 0
7724 | 0
7725 | 0
7726 | 0
7727 | 0
7728 | 0
7729 | 0
7730 | 0
7731 | 0
7732 | 0
7733 | 0
7734 | 0
7735 | 0
7736 | 0.04083
7737 | 0.16501
7738 | 0.29101
7739 | 0.35701
7740 | 0.38301
7741 | 0.37801
7742 | 0.29301
7743 | 0.126
7744 | 0.025
7745 | 0
7746 | 0
7747 | 0
7748 | 0
7749 | 0
7750 | 0
7751 | 0
7752 | 0
7753 | 0
7754 | 0
7755 | 0
7756 | 0
7757 | 0
7758 | 0
7759 | 0
7760 | 0.004
7761 | 0.022
7762 | 0.04
7763 | 0.05
7764 | 0.05
7765 | 0.053
7766 | 0.04
7767 | 0.027
7768 | 0.01
7769 | 0
7770 | 0
7771 | 0
7772 | 0
7773 | 0
7774 | 0
7775 | 0
7776 | 0
7777 | 0
7778 | 0
7779 | 0
7780 | 0
7781 | 0
7782 | 0
7783 | 0
7784 | 0.03177
7785 | 0.022
7786 | 0.205
7787 | 0.34901
7788 | 0.183
7789 | 0.064
7790 | 0.133
7791 | 0.04
7792 | 0.005
7793 | 0
7794 | 0
7795 | 0
7796 | 0
7797 | 0
7798 | 0
7799 | 0
7800 | 0
7801 | 0
7802 | 0
7803 | 0
7804 | 0
7805 | 0
7806 | 0
7807 | 0
7808 | 0.0223
7809 | 0.058
7810 | 0.107
7811 | 0.244
7812 | 0.067
7813 | 0.16
7814 | 0.194
7815 | 0.079
7816 | 0.021
7817 | 0
7818 | 0
7819 | 0
7820 | 0
7821 | 0
7822 | 0
7823 | 0
7824 | 0
7825 | 0
7826 | 0
7827 | 0
7828 | 0
7829 | 0
7830 | 0
7831 | 0
7832 | 0.01955
7833 | 0.088
7834 | 0.052
7835 | 0.136
7836 | 0.206
7837 | 0.132
7838 | 0.197
7839 | 0.137
7840 | 0.024
7841 | 0
7842 | 0
7843 | 0
7844 | 0
7845 | 0
7846 | 0
7847 | 0
7848 | 0
7849 | 0
7850 | 0
7851 | 0
7852 | 0
7853 | 0
7854 | 0
7855 | 0
7856 | 0.02105
7857 | 0.14401
7858 | 0.26301
7859 | 0.34201
7860 | 0.36501
7861 | 0.34601
7862 | 0.22901
7863 | 0.14601
7864 | 0.021
7865 | 0
7866 | 0
7867 | 0
7868 | 0
7869 | 0
7870 | 0
7871 | 0
7872 | 0
7873 | 0
7874 | 0
7875 | 0
7876 | 0
7877 | 0
7878 | 0
7879 | 0
7880 | 0.003
7881 | 0.061
7882 | 0.11
7883 | 0.062
7884 | 0.066
7885 | 0.093
7886 | 0.035
7887 | 0.024
7888 | 0.017
7889 | 0
7890 | 0
7891 | 0
7892 | 0
7893 | 0
7894 | 0
7895 | 0
7896 | 0
7897 | 0
7898 | 0
7899 | 0
7900 | 0
7901 | 0
7902 | 0
7903 | 0
7904 | 0.004
7905 | 0.05
7906 | 0.045
7907 | 0.091
7908 | 0.128
7909 | 0.069
7910 | 0.064
7911 | 0.024
7912 | 0.012
7913 | 0
7914 | 0
7915 | 0
7916 | 0
7917 | 0
7918 | 0
7919 | 0
7920 | 0
7921 | 0
7922 | 0
7923 | 0
7924 | 0
7925 | 0
7926 | 0
7927 | 0
7928 | 0.008
7929 | 0.101
7930 | 0.135
7931 | 0.138
7932 | 0.121
7933 | 0.091
7934 | 0.062
7935 | 0.03
7936 | 0.013
7937 | 0
7938 | 0
7939 | 0
7940 | 0
7941 | 0
7942 | 0
7943 | 0
7944 | 0
7945 | 0
7946 | 0
7947 | 0
7948 | 0
7949 | 0
7950 | 0
7951 | 0
7952 | 0.01
7953 | 0.06
7954 | 0.093
7955 | 0.052
7956 | 0.059
7957 | 0.173
7958 | 0.049
7959 | 0.065
7960 | 0.017
7961 | 0
7962 | 0
7963 | 0
7964 | 0
7965 | 0
7966 | 0
7967 | 0
7968 | 0
7969 | 0
7970 | 0
7971 | 0
7972 | 0
7973 | 0
7974 | 0
7975 | 0
7976 | 0
7977 | 0.021
7978 | 0.038
7979 | 0.091
7980 | 0.083
7981 | 0.059
7982 | 0.081
7983 | 0.086
7984 | 0.015
7985 | 0
7986 | 0
7987 | 0
7988 | 0
7989 | 0
7990 | 0
7991 | 0
7992 | 0
7993 | 0
7994 | 0
7995 | 0
7996 | 0
7997 | 0
7998 | 0
7999 | 0
8000 | 0
8001 | 0.023
8002 | 0.05
8003 | 0.094
8004 | 0.175
8005 | 0.175
8006 | 0.23601
8007 | 0.097
8008 | 0.006
8009 | 0
8010 | 0
8011 | 0
8012 | 0
8013 | 0
8014 | 0
8015 | 0
8016 | 0
8017 | 0
8018 | 0
8019 | 0
8020 | 0
8021 | 0
8022 | 0
8023 | 0
8024 | 0
8025 | 0.048
8026 | 0.061
8027 | 0.103
8028 | 0.155
8029 | 0.176
8030 | 0.15
8031 | 0.096
8032 | 0.015
8033 | 0
8034 | 0
8035 | 0
8036 | 0
8037 | 0
8038 | 0
8039 | 0
8040 | 0
8041 | 0
8042 | 0
8043 | 0
8044 | 0
8045 | 0
8046 | 0
8047 | 0
8048 | 0
8049 | 0.14001
8050 | 0.25201
8051 | 0.32401
8052 | 0.35902
8053 | 0.33401
8054 | 0.26801
8055 | 0.15801
8056 | 0.012
8057 | 0
8058 | 0
8059 | 0
8060 | 0
8061 | 0
8062 | 0
8063 | 0
8064 | 0
8065 | 0
8066 | 0
8067 | 0
8068 | 0
8069 | 0
8070 | 0
8071 | 0
8072 | 0
8073 | 0.084
8074 | 0.134
8075 | 0.14
8076 | 0.181
8077 | 0.14
8078 | 0.11
8079 | 0.076
8080 | 0.014
8081 | 0
8082 | 0
8083 | 0
8084 | 0
8085 | 0
8086 | 0
8087 | 0
8088 | 0
8089 | 0
8090 | 0
8091 | 0
8092 | 0
8093 | 0
8094 | 0
8095 | 0
8096 | 0
8097 | 0.066
8098 | 0.158
8099 | 0.092
8100 | 0.11
8101 | 0.059
8102 | 0.039
8103 | 0.035
8104 | 0.005
8105 | 0
8106 | 0
8107 | 0
8108 | 0
8109 | 0
8110 | 0
8111 | 0
8112 | 0
8113 | 0
8114 | 0
8115 | 0
8116 | 0
8117 | 0
8118 | 0
8119 | 0
8120 | 0
8121 | 0.088
8122 | 0.127
8123 | 0.141
8124 | 0.182
8125 | 0.135
8126 | 0.133
8127 | 0.08
8128 | 0.011
8129 | 0
8130 | 0
8131 | 0
8132 | 0
8133 | 0
8134 | 0
8135 | 0
8136 | 0
8137 | 0
8138 | 0
8139 | 0
8140 | 0
8141 | 0
8142 | 0
8143 | 0
8144 | 0
8145 | 0.099
8146 | 0.146
8147 | 0.181
8148 | 0.239
8149 | 0.28801
8150 | 0.24301
8151 | 0.14601
8152 | 0.011
8153 | 0
8154 | 0
8155 | 0
8156 | 0
8157 | 0
8158 | 0
8159 | 0
8160 | 0
8161 | 0
8162 | 0
8163 | 0
8164 | 0
8165 | 0
8166 | 0
8167 | 0
8168 | 0
8169 | 0.12401
8170 | 0.22501
8171 | 0.30901
8172 | 0.34602
8173 | 0.32201
8174 | 0.25901
8175 | 0.15001
8176 | 0.011
8177 | 0
8178 | 0
8179 | 0
8180 | 0
8181 | 0
8182 | 0
8183 | 0
8184 | 0
8185 | 0
8186 | 0
8187 | 0
8188 | 0
8189 | 0
8190 | 0
8191 | 0
8192 | 0
8193 | 0.078
8194 | 0.119
8195 | 0.167
8196 | 0.227
8197 | 0.23001
8198 | 0.23201
8199 | 0.13601
8200 | 0.014
8201 | 0
8202 | 0
8203 | 0
8204 | 0
8205 | 0
8206 | 0
8207 | 0
8208 | 0
8209 | 0
8210 | 0
8211 | 0
8212 | 0
8213 | 0
8214 | 0
8215 | 0
8216 | 0
8217 | 0.031
8218 | 0.051
8219 | 0.071
8220 | 0.088
8221 | 0.118
8222 | 0.042
8223 | 0.024
8224 | 0.009
8225 | 0
8226 | 0
8227 | 0
8228 | 0
8229 | 0
8230 | 0
8231 | 0
8232 | 0
8233 | 0
8234 | 0
8235 | 0
8236 | 0
8237 | 0
8238 | 0
8239 | 0
8240 | 0
8241 | 0.054
8242 | 0.068
8243 | 0.094
8244 | 0.111
8245 | 0.119
8246 | 0.117
8247 | 0.076
8248 | 0.012
8249 | 0
8250 | 0
8251 | 0
8252 | 0
8253 | 0
8254 | 0
8255 | 0
8256 | 0
8257 | 0
8258 | 0
8259 | 0
8260 | 0
8261 | 0
8262 | 0
8263 | 0
8264 | 0
8265 | 0.053
8266 | 0.18301
8267 | 0.192
8268 | 0.32501
8269 | 0.28101
8270 | 0.19301
8271 | 0.111
8272 | 0.013
8273 | 0
8274 | 0
8275 | 0
8276 | 0
8277 | 0
8278 | 0
8279 | 0
8280 | 0
8281 | 0
8282 | 0
8283 | 0
8284 | 0
8285 | 0
8286 | 0
8287 | 0
8288 | 0
8289 | 0.09601
8290 | 0.19901
8291 | 0.25601
8292 | 0.31401
8293 | 0.26701
8294 | 0.21801
8295 | 0.13301
8296 | 0.012
8297 | 0
8298 | 0
8299 | 0
8300 | 0
8301 | 0
8302 | 0
8303 | 0
8304 | 0
8305 | 0
8306 | 0
8307 | 0
8308 | 0
8309 | 0
8310 | 0
8311 | 0
8312 | 0
8313 | 0.10701
8314 | 0.22101
8315 | 0.29501
8316 | 0.33001
8317 | 0.28701
8318 | 0.22001
8319 | 0.108
8320 | 0.014
8321 | 0
8322 | 0
8323 | 0
8324 | 0
8325 | 0
8326 | 0
8327 | 0
8328 | 0
8329 | 0
8330 | 0
8331 | 0
8332 | 0
8333 | 0
8334 | 0
8335 | 0
8336 | 0
8337 | 0.076
8338 | 0.124
8339 | 0.151
8340 | 0.18
8341 | 0.25401
8342 | 0.24401
8343 | 0.14301
8344 | 0.012
8345 | 0
8346 | 0
8347 | 0
8348 | 0
8349 | 0
8350 | 0
8351 | 0
8352 | 0
8353 | 0
8354 | 0
8355 | 0
8356 | 0
8357 | 0
8358 | 0
8359 | 0
8360 | 0
8361 | 0.066
8362 | 0.136
8363 | 0.26701
8364 | 0.206
8365 | 0.092
8366 | 0.129
8367 | 0.076
8368 | 0.011
8369 | 0
8370 | 0
8371 | 0
8372 | 0
8373 | 0
8374 | 0
8375 | 0
8376 | 0
8377 | 0
8378 | 0
8379 | 0
8380 | 0
8381 | 0
8382 | 0
8383 | 0
8384 | 0
8385 | 0.067
8386 | 0.039
8387 | 0.198
8388 | 0.28101
8389 | 0.12
8390 | 0.043
8391 | 0.013
8392 | 0.014
8393 | 0
8394 | 0
8395 | 0
8396 | 0
8397 | 0
8398 | 0
8399 | 0
8400 | 0
8401 | 0
8402 | 0
8403 | 0
8404 | 0
8405 | 0
8406 | 0
8407 | 0
8408 | 0
8409 | 0.08901
8410 | 0.20101
8411 | 0.29501
8412 | 0.33402
8413 | 0.31502
8414 | 0.25101
8415 | 0.14601
8416 | 0.012
8417 | 0
8418 | 0
8419 | 0
8420 | 0
8421 | 0
8422 | 0
8423 | 0
8424 | 0
8425 | 0
8426 | 0
8427 | 0
8428 | 0
8429 | 0
8430 | 0
8431 | 0
8432 | 0
8433 | 0.08701
8434 | 0.17301
8435 | 0.051
8436 | 0.052
8437 | 0.148
8438 | 0.075
8439 | 0.079
8440 | 0.009
8441 | 0
8442 | 0
8443 | 0
8444 | 0
8445 | 0
8446 | 0
8447 | 0
8448 | 0
8449 | 0
8450 | 0
8451 | 0
8452 | 0
8453 | 0
8454 | 0
8455 | 0
8456 | 0
8457 | 0.09001
8458 | 0.19501
8459 | 0.24501
8460 | 0.31901
8461 | 0.30801
8462 | 0.24701
8463 | 0.13601
8464 | 0.013
8465 | 0
8466 | 0
8467 | 0
8468 | 0
8469 | 0
8470 | 0
8471 | 0
8472 | 0
8473 | 0
8474 | 0
8475 | 0
8476 | 0
8477 | 0
8478 | 0
8479 | 0
8480 | 0
8481 | 0.075
8482 | 0.156
8483 | 0.23001
8484 | 0.29701
8485 | 0.31001
8486 | 0.24801
8487 | 0.14501
8488 | 0.01
8489 | 0
8490 | 0
8491 | 0
8492 | 0
8493 | 0
8494 | 0
8495 | 0
8496 | 0
8497 | 0
8498 | 0
8499 | 0
8500 | 0
8501 | 0
8502 | 0
8503 | 0
8504 | 0
8505 | 0.034
8506 | 0.116
8507 | 0.105
8508 | 0.029
8509 | 0.034
8510 | 0.059
8511 | 0.034
8512 | 0.013
8513 | 0
8514 | 0
8515 | 0
8516 | 0
8517 | 0
8518 | 0
8519 | 0
8520 | 0
8521 | 0
8522 | 0
8523 | 0
8524 | 0
8525 | 0
8526 | 0
8527 | 0
8528 | 0
8529 | 0.08801
8530 | 0.21001
8531 | 0.28801
8532 | 0.32702
8533 | 0.29201
8534 | 0.24001
8535 | 0.11901
8536 | 0.012
8537 | 0
8538 | 0
8539 | 0
8540 | 0
8541 | 0
8542 | 0
8543 | 0
8544 | 0
8545 | 0
8546 | 0
8547 | 0
8548 | 0
8549 | 0
8550 | 0
8551 | 0
8552 | 0
8553 | 0.09201
8554 | 0.20401
8555 | 0.28401
8556 | 0.33002
8557 | 0.31201
8558 | 0.171
8559 | 0.07
8560 | 0.015
8561 | 0
8562 | 0
8563 | 0
8564 | 0
8565 | 0
8566 | 0
8567 | 0
8568 | 0
8569 | 0
8570 | 0
8571 | 0
8572 | 0
8573 | 0
8574 | 0
8575 | 0
8576 | 0
8577 | 0.08501
8578 | 0.20401
8579 | 0.29401
8580 | 0.31701
8581 | 0.30101
8582 | 0.24901
8583 | 0.13801
8584 | 0.016
8585 | 0
8586 | 0
8587 | 0
8588 | 0
8589 | 0
8590 | 0
8591 | 0
8592 | 0
8593 | 0
8594 | 0
8595 | 0
8596 | 0
8597 | 0
8598 | 0
8599 | 0
8600 | 0
8601 | 0.09001
8602 | 0.20601
8603 | 0.28401
8604 | 0.32201
8605 | 0.29001
8606 | 0.22501
8607 | 0.13901
8608 | 0.017
8609 | 0
8610 | 0
8611 | 0
8612 | 0
8613 | 0
8614 | 0
8615 | 0
8616 | 0
8617 | 0
8618 | 0
8619 | 0
8620 | 0
8621 | 0
8622 | 0
8623 | 0
8624 | 0
8625 | 0.09001
8626 | 0.20601
8627 | 0.28601
8628 | 0.32902
8629 | 0.31201
8630 | 0.25401
8631 | 0.15301
8632 | 0.013
8633 | 0
8634 | 0
8635 | 0
8636 | 0
8637 | 0
8638 | 0
8639 | 0
8640 | 0
8641 | 0
8642 | 0
8643 | 0
8644 | 0
8645 | 0
8646 | 0
8647 | 0
8648 | 0
8649 | 0.09001
8650 | 0.20401
8651 | 0.199
8652 | 0.31301
8653 | 0.26901
8654 | 0.25501
8655 | 0.15501
8656 | 0.013
8657 | 0
8658 | 0
8659 | 0
8660 | 0
8661 | 0
8662 | 0
8663 | 0
8664 | 0
8665 | 0
8666 | 0
8667 | 0
8668 | 0
8669 | 0
8670 | 0
8671 | 0
8672 | 0
8673 | 0.075
8674 | 0.155
8675 | 0.199
8676 | 0.25401
8677 | 0.24901
8678 | 0.21201
8679 | 0.13401
8680 | 0.016
8681 | 0
8682 | 0
8683 | 0
8684 | 0
8685 | 0
8686 | 0
8687 | 0
8688 | 0
8689 | 0
8690 | 0
8691 | 0
8692 | 0
8693 | 0
8694 | 0
8695 | 0
8696 | 0
8697 | 0.068
8698 | 0.141
8699 | 0.21001
8700 | 0.27201
8701 | 0.26901
8702 | 0.22601
8703 | 0.14701
8704 | 0.018
8705 | 0
8706 | 0
8707 | 0
8708 | 0
8709 | 0
8710 | 0
8711 | 0
8712 | 0
8713 | 0
8714 | 0
8715 | 0
8716 | 0
8717 | 0
8718 | 0
8719 | 0
8720 | 0
8721 | 0.068
8722 | 0.134
8723 | 0.152
8724 | 0.164
8725 | 0.126
8726 | 0.117
8727 | 0.062
8728 | 0.018
8729 | 0
8730 | 0
8731 | 0
8732 | 0
8733 | 0
8734 | 0
8735 | 0
8736 | 0
8737 | 0
8738 | 0
8739 | 0
8740 | 0
8741 | 0
8742 | 0
8743 | 0
8744 | 0
8745 | 0.053
8746 | 0.032
8747 | 0.099
8748 | 0.051
8749 | 0.097
8750 | 0.063
8751 | 0.042
8752 | 0.02
8753 | 0
8754 | 0
8755 | 0
8756 | 0
8757 | 0
8758 | 0
8759 | 0
8760 | 0

## Demand
Energy carrier | Heat 60-70 °C | Heat 30-40 °C | Heat 30-40 °C | Electricity | Heat 30-40 °C | Cooling 10 - 20°C | Electricity | Cooling 10 - 20°C | Heat 60-70 °C | Heat 60-70 °C | Electricity | Cooling 10 - 20°C
Hub | 1 | 2 | 3 | 1 | 1 | 2 | 2 | 1 | 3 | 2 | 3 | 3
Demand Sale Price (CHF/kWh) | 0 | 0 | 0 | 0 | 0 | 0 | 0 | 0 | 0 | 0 | 0 | 0
Period
1 | 0 | 26.3 | 182.3 | 25.4449 | 0 | 0 | 12.7225 | 0 | 0 | 0 | 103.2986 | 0
2 | 0 | 27.2 | 175.2 | 34.3685 | 0 | 0 | 17.1843 | 0 | 0 | 0 | 89.551 | 0
3 | 0 | 40.7 | 201.7 | 43.0606 | 0 | 0 | 21.5303 | 0 | 0 | 0 | 86.6997 | 0
4 | 0 | 51.9 | 224.5 | 40.9789 | 0.6 | 0 | 20.4894 | 0 | 0 | 0 | 87.7643 | 0
5 | 0 | 61.1 | 243.6 | 40.6426 | 1.3 | 0 | 20.3213 | 0 | 0 | 0 | 87.2924 | 0
6 | 0 | 69.6 | 258.2 | 41.3052 | 2.3 | 0 | 20.6526 | 0 | 0 | 0 | 86.3447 | 0
7 | 0 | 230.7 | 795 | 50.1324 | 17.2 | 0 | 25.0662 | 0 | 56.3 | 42.9 | 86.6968 | 0
8 | 0.7 | 270.1 | 757.2 | 71.5329 | 66 | 0 | 35.7665 | 0 | 37.6 | 43 | 106.0598 | 0
9 | 2.1 | 258.6 | 244.7 | 77.8141 | 70.7 | 0 | 38.9071 | 0 | 0 | 43.2 | 131.9003 | 0
10 | 3.5 | 230 | 268.5 | 73.1612 | 89.2 | 0 | 36.5806 | 0 | 0 | 43.4 | 131.9285 | 0
11 | 3.5 | 193.8 | 240.4 | 69.9975 | 85.9 | 0 | 34.9988 | 0 | 0 | 43.4 | 169.2141 | 0
12 | 2.8 | 161.5 | 214.6 | 67.0331 | 70.9 | 0 | 33.5166 | 0 | 0 | 43.3 | 334.6982 | 0
13 | 1.4 | 138.6 | 649.1 | 65.8905 | 47.9 | 0 | 32.9452 | 0 | 75.1 | 43.1 | 197.2367 | 0
14 | 2.1 | 124.3 | 570.3 | 64.5854 | 47.8 | 0 | 32.2927 | 0 | 37.6 | 43.2 | 182.9113 | 0
15 | 3.5 | 120.4 | 99.4 | 60.6119 | 63.2 | 0 | 30.3059 | 0 | 0 | 43.4 | 150.8067 | 0
16 | 2.8 | 121.9 | 144.3 | 67.8104 | 63.5 | 0 | 33.9052 | 0 | 0 | 43.3 | 166.4978 | 0
17 | 2.1 | 131.2 | 171.3 | 81.0057 | 54.3 | 0 | 40.5028 | 0 | 0 | 43.2 | 158.479 | 0
18 | 0.7 | 141.1 | 659.2 | 78.7773 | 36.7 | 0 | 39.3887 | 0 | 37.6 | 43 | 212.3448 | 0
19 | 0 | 104.5 | 590.8 | 77.6945 | 0 | 0 | 38.8472 | 0 | 75.1 | 42.9 | 215.9418 | 0
20 | 0 | 77.7 | 515.8 | 62.1354 | 0 | 0 | 31.0677 | 0 | 75.1 | 42.9 | 170.5223 | 0
21 | 0 | 95.3 | 567.7 | 48.5518 | 0 | 0 | 24.2759 | 0 | 75.1 | 42.9 | 210.2904 | 0
22 | 0 | 108.5 | 595.5 | 43.7567 | 0 | 0 | 21.8784 | 0 | 93.9 | 42.9 | 189.4975 | 0
23 | 0 | 10.5 | 133.1 | 42.5214 | 0 | 0 | 21.2607 | 0 | 0 | 0 | 218.2839 | 0
24 | 0 | 32.7 | 211.3 | 41.2928 | 0 | 0 | 20.6464 | 0 | 0 | 0 | 149.9869 | 0
25 | 0 | 50.9 | 244.8 | 41.6108 | 0.5 | 0 | 20.8054 | 0 | 0 | 0 | 106.302 | 0
26 | 0 | 67.7 | 277.6 | 44.4962 | 2.4 | 0 | 22.2481 | 0 | 0 | 0 | 99.2296 | 0
27 | 0 | 82.9 | 308.5 | 43.0194 | 7.3 | 0 | 21.5097 | 0 | 0 | 0 | 85.8644 | 0
28 | 0 | 95 | 333.7 | 40.7263 | 11.9 | 0 | 20.3631 | 0 | 0 | 0 | 78.526 | 0
29 | 0 | 105.3 | 356.3 | 42.0645 | 15.9 | 0 | 21.0323 | 0 | 0 | 0 | 79.7153 | 0
30 | 0 | 114.7 | 373.9 | 41.4063 | 19.5 | 0 | 20.7031 | 0 | 0 | 0 | 86.3412 | 0
31 | 0 | 257.9 | 878.7 | 46.7425 | 35.7 | 0 | 23.3713 | 0 | 0 | 0 | 89.3047 | 0
32 | 0.7 | 331.8 | 886 | 57.5325 | 88.3 | 0 | 28.7662 | 0 | 37.6 | 43 | 135.27 | 0
33 | 2.1 | 323.6 | 350.7 | 68.3237 | 102.3 | 0 | 34.1618 | 0 | 0 | 43.2 | 193.8048 | 0
34 | 3.5 | 285.9 | 367.6 | 67.5622 | 123.9 | 0 | 33.7811 | 0 | 0 | 43.4 | 156.1381 | 0
35 | 3.5 | 227.3 | 320.3 | 69.0312 | 114.1 | 0 | 34.5156 | 0 | 0 | 43.4 | 164.1223 | 0
36 | 2.8 | 170 | 269.2 | 68.2607 | 83.2 | 0 | 34.1304 | 0 | 0 | 43.3 | 178.571 | 0
37 | 1.4 | 124 | 687.5 | 64.0796 | 47.3 | 0 | 32.0398 | 0 | 75.1 | 43.1 | 177.1656 | 0
38 | 2.1 | 96.2 | 568.6 | 63.0218 | 45.3 | 0 | 31.5109 | 0 | 37.6 | 43.2 | 189.4099 | 0
39 | 3.5 | 98.8 | 99.2 | 59.5941 | 59.9 | 0 | 29.797 | 0 | 0 | 43.4 | 161.9338 | 0
40 | 2.8 | 110.7 | 157.4 | 66.6151 | 65.2 | 0 | 33.3075 | 0 | 0 | 43.3 | 351.5018 | 0
41 | 2.1 | 132.1 | 200.1 | 70.4897 | 60.1 | 0 | 35.2449 | 0 | 0 | 43.2 | 240.7779 | 0
42 | 0.7 | 147.5 | 692.2 | 70.7795 | 38.7 | 0 | 35.3897 | 0 | 37.6 | 43 | 382.966 | 0
43 | 0 | 101.2 | 620.6 | 64.0424 | 0 | 0 | 32.0212 | 0 | 75.1 | 42.9 | 279.154 | 0
44 | 0 | 70.9 | 545.7 | 50.7628 | 0 | 0 | 25.3814 | 0 | 75.1 | 42.9 | 242.3682 | 0
45 | 0 | 91.7 | 597.8 | 40.6212 | 0 | 0 | 20.3106 | 0 | 75.1 | 42.9 | 234.4924 | 0
46 | 0 | 107.4 | 628.2 | 41.745 | 0 | 0 | 20.8725 | 0 | 93.9 | 42.9 | 190.7334 | 0
47 | 0 | 6.6 | 155.4 | 38.22 | 0 | 0 | 19.11 | 0 | 0 | 0 | 183.9149 | 0
48 | 0 | 24.4 | 237.2 | 40.8218 | 1 | 0 | 20.4109 | 0 | 0 | 0 | 143.8375 | 0
49 | 0 | 44.6 | 270.3 | 40.068 | 2.3 | 0 | 20.034 | 0 | 0 | 0 | 108.1249 | 0
50 | 0 | 61.7 | 298.4 | 40.3101 | 3.6 | 0 | 20.155 | 0 | 0 | 0 | 94.2064 | 0
51 | 0 | 77.4 | 325.8 | 43.3107 | 6 | 0 | 21.6554 | 0 | 0 | 0 | 93.3687 | 0
52 | 0 | 89.8 | 347.1 | 41.48 | 9.4 | 0 | 20.74 | 0 | 0 | 0 | 78.4042 | 0
53 | 0 | 100.3 | 366.3 | 40.2912 | 12.5 | 0 | 20.1456 | 0 | 0 | 0 | 82.4346 | 0
54 | 0 | 110.1 | 381.6 | 40.7675 | 15.2 | 0 | 20.3838 | 0 | 0 | 0 | 90.9793 | 0
55 | 0 | 277.8 | 925.3 | 60.1296 | 31.8 | 0 | 30.0648 | 0 | 56.3 | 42.9 | 108.4857 | 0
56 | 0.7 | 325.6 | 881.1 | 96.5055 | 84.4 | 0 | 48.2528 | 0 | 37.6 | 43 | 188.936 | 0
57 | 2.1 | 315 | 347.2 | 184.2083 | 94.8 | 0 | 92.1042 | 0 | 0 | 43.2 | 107.0291 | 0
58 | 3.5 | 264.2 | 345.8 | 282.6186 | 105.4 | 0 | 141.3093 | 0 | 0 | 43.4 | 129.6015 | 0
59 | 3.5 | 184.9 | 271.8 | 354.3105 | 82.6 | 0 | 177.1553 | 0 | 0 | 43.4 | 219.699 | 0
60 | 2.8 | 118.1 | 204.4 | 319.3494 | 47.4 | 0 | 159.6747 | 0 | 0 | 43.3 | 268.7748 | 0
61 | 1.4 | 70.5 | 603 | 295.9664 | 13.5 | 0 | 147.9832 | 0 | 75.1 | 43.1 | 251.5628 | 0
62 | 2.1 | 38.3 | 480.2 | 283.7009 | 4.6 | 0 | 141.8504 | 0 | 37.6 | 43.2 | 164.5037 | 0
63 | 3.5 | 26.7 | 29.6 | 274.5424 | 6.1 | 0 | 137.2712 | 0 | 0 | 43.4 | 126.8697 | 0
64 | 2.8 | 37.9 | 65.4 | 288.3172 | 11 | 0 | 144.1586 | 0 | 0 | 43.3 | 145.8566 | 0
65 | 2.1 | 69.3 | 111.6 | 257.6826 | 19.5 | 0 | 128.8413 | 0 | 0 | 43.2 | 187.5475 | 0
66 | 0.7 | 93 | 599.3 | 167.4998 | 10.7 | 0 | 83.7499 | 0 | 37.6 | 43 | 286.3638 | 0
67 | 0 | 53.4 | 521 | 108.8683 | 0 | 0 | 54.4342 | 0 | 75.1 | 42.9 | 260.7426 | 0
68 | 0 | 27.9 | 454.7 | 61.0008 | 0 | 0 | 30.5004 | 0 | 75.1 | 42.9 | 217.1901 | 0
69 | 0 | 51.8 | 512.1 | 45.694 | 0 | 0 | 22.847 | 0 | 75.1 | 42.9 | 164.1973 | 0
70 | 0 | 72.7 | 548.1 | 40.4548 | 0 | 0 | 20.2274 | 0 | 93.9 | 42.9 | 150.0109 | 0
71 | 0 | 0 | 101.5 | 38.4276 | 0 | 0 | 19.2138 | 0 | 0 | 0 | 168.6003 | 0
72 | 0 | 2.6 | 176.7 | 41.6505 | 0 | 0 | 20.8252 | 0 | 0 | 0 | 157.4599 | 0
73 | 0 | 17.5 | 217.1 | 41.3465 | 0 | 0 | 20.6732 | 0 | 0 | 0 | 105.5774 | 0
74 | 0 | 39.2 | 257.3 | 41.7249 | 0 | 0 | 20.8624 | 0 | 0 | 0 | 80.4263 | 0
75 | 0 | 62.1 | 299.1 | 39.9382 | 0.1 | 0 | 19.9691 | 0 | 0 | 0 | 77.6854 | 0
76 | 0 | 80.6 | 333.3 | 40.3119 | 1.8 | 0 | 20.156 | 0 | 0 | 0 | 77.2078 | 0
77 | 0 | 95.7 | 361.7 | 41.6511 | 3.9 | 0 | 20.8256 | 0 | 0 | 0 | 81.6093 | 0
78 | 0 | 109.6 | 384.3 | 42.7436 | 7.9 | 0 | 21.3718 | 0 | 0 | 0 | 149.68 | 0
79 | 0 | 283.4 | 924.7 | 50.9692 | 28.7 | 0 | 25.4846 | 0 | 56.3 | 42.9 | 110.8997 | 0
80 | 0.7 | 334.7 | 885.4 | 83.5508 | 85.4 | 0 | 41.7754 | 0 | 37.6 | 43 | 120.3667 | 0
81 | 2.1 | 335.1 | 373 | 196.0282 | 99.8 | 0 | 98.0141 | 0 | 0 | 43.2 | 177.7705 | 0
82 | 3.5 | 333.6 | 426.4 | 330.9501 | 125.5 | 0 | 165.4751 | 0 | 0 | 43.4 | 144.8963 | 0
83 | 3.5 | 312.9 | 415.5 | 399.4092 | 116.5 | 0 | 199.7046 | 0 | 0 | 43.4 | 154.4857 | 0
84 | 2.8 | 282.7 | 400.2 | 406.9323 | 81.9 | 0 | 203.4661 | 0 | 0 | 43.3 | 179.0419 | 0
85 | 1.4 | 254.7 | 887.9 | 392.2984 | 44 | 0 | 196.1492 | 0 | 75.1 | 43.1 | 168.0423 | 0
86 | 2.1 | 245.2 | 801.6 | 379.8658 | 41.3 | 0 | 189.9329 | 0 | 37.6 | 43.2 | 213.1783 | 0
87 | 3.5 | 256.2 | 292.3 | 383.9004 | 67.7 | 0 | 191.9502 | 0 | 0 | 43.4 | 155.5492 | 0
88 | 2.8 | 255.5 | 364.1 | 365.9639 | 74.1 | 0 | 182.982 | 0 | 0 | 43.3 | 150.5869 | 0
89 | 2.1 | 256.1 | 393.1 | 316.7678 | 65 | 0 | 158.3839 | 0 | 0 | 43.2 | 144.2016 | 0
90 | 0.7 | 259.4 | 914.8 | 223.5009 | 39 | 0 | 111.7505 | 0 | 37.6 | 43 | 154.3252 | 0
91 | 0 | 205.1 | 866.9 | 150.7671 | 0 | 0 | 75.3835 | 0 | 75.1 | 42.9 | 272.7876 | 0
92 | 0 | 173.9 | 783 | 85.6434 | 0 | 0 | 42.8217 | 0 | 75.1 | 42.9 | 248.7643 | 0
93 | 0 | 188.6 | 832.1 | 55.6342 | 0 | 0 | 27.8171 | 0 | 75.1 | 42.9 | 321.5819 | 0
94 | 0 | 198.2 | 864.3 | 42.5644 | 0 | 0 | 21.2822 | 0 | 93.9 | 42.9 | 225.2205 | 0
95 | 0 | 86.6 | 338.2 | 42.8846 | 0.1 | 0 | 21.4423 | 0 | 0 | 0 | 161.5223 | 0
96 | 0 | 113.8 | 430.7 | 41.5377 | 1.5 | 0 | 20.7688 | 0 | 0 | 0 | 139.4573 | 0
97 | 0 | 128.5 | 460.3 | 42.4346 | 3.4 | 0 | 21.2173 | 0 | 0 | 0 | 94.6781 | 0
98 | 0 | 142.6 | 490.8 | 43.1211 | 6.6 | 0 | 21.5605 | 0 | 0 | 0 | 73.3552 | 0
99 | 0 | 149.2 | 504.3 | 40.0751 | 10.7 | 0 | 20.0376 | 0 | 0 | 0 | 73.7018 | 0
100 | 0 | 151.8 | 507.5 | 41.5984 | 14.3 | 0 | 20.7992 | 0 | 0 | 0 | 75.7959 | 0
101 | 0 | 156.5 | 516.4 | 41.2067 | 18.6 | 0 | 20.6033 | 0 | 0 | 0 | 77.6817 | 0
102 | 0 | 161.9 | 523.3 | 43.3702 | 21.9 | 0 | 21.6851 | 0 | 0 | 0 | 93.6029 | 0
103 | 0 | 332.7 | 1093.4 | 58.2199 | 39.6 | 0 | 29.1099 | 0 | 56.3 | 42.9 | 102.2193 | 0
104 | 0.7 | 385.2 | 1059.7 | 94.117 | 93.2 | 0 | 47.0585 | 0 | 37.6 | 43 | 226.4006 | 0
105 | 2.1 | 382.4 | 475.7 | 207.2049 | 109.2 | 0 | 103.6024 | 0 | 0 | 43.2 | 188.3702 | 0
106 | 3.5 | 389.6 | 531.1 | 350.046 | 146.2 | 0 | 175.023 | 0 | 0 | 43.4 | 146.5532 | 0
107 | 3.5 | 375.4 | 529.2 | 349.5771 | 149.4 | 0 | 174.7885 | 0 | 0 | 43.4 | 205.7583 | 0
108 | 2.8 | 353.9 | 526.9 | 304.6033 | 124.3 | 0 | 152.3017 | 0 | 0 | 43.3 | 121.5124 | 0
109 | 1.4 | 331.4 | 1093.3 | 278.3665 | 88.1 | 0 | 139.1833 | 0 | 75.1 | 43.1 | 239.0689 | 0
110 | 2.1 | 323.3 | 1010.3 | 282.5904 | 93.8 | 0 | 141.2952 | 0 | 37.6 | 43.2 | 141.4071 | 0
111 | 3.5 | 332.6 | 427.7 | 352.2077 | 126.1 | 0 | 176.1039 | 0 | 0 | 43.4 | 127.3514 | 0
112 | 2.8 | 327.1 | 494.5 | 372.0158 | 125.2 | 0 | 186.0079 | 0 | 0 | 43.3 | 134.6134 | 0
113 | 2.1 | 318.4 | 516.3 | 305.9543 | 104.1 | 0 | 152.9771 | 0 | 0 | 43.2 | 149.4164 | 0
114 | 0.7 | 315.5 | 1096.8 | 229.2642 | 64.5 | 0 | 114.6321 | 0 | 37.6 | 43 | 180.8326 | 0
115 | 0 | 246.5 | 1045.8 | 126.2398 | 14 | 0 | 63.1199 | 0 | 75.1 | 42.9 | 270.2337 | 0
116 | 0 | 212.3 | 949.9 | 87.5382 | 6.3 | 0 | 43.7691 | 0 | 75.1 | 42.9 | 348.1909 | 0
117 | 0 | 221.1 | 980.5 | 59.3598 | 11.9 | 0 | 29.6799 | 0 | 75.1 | 42.9 | 272.6904 | 0
118 | 0 | 226.2 | 998.3 | 41.9248 | 16.4 | 0 | 20.9624 | 0 | 93.9 | 42.9 | 366.6148 | 0
119 | 0 | 122.6 | 435.4 | 40.2208 | 21.1 | 0 | 20.1104 | 0 | 0 | 0 | 233.852 | 0
120 | 0 | 159.5 | 548.7 | 39.7345 | 26.3 | 0 | 19.8673 | 0 | 0 | 0 | 149.4062 | 0
121 | 0 | 162 | 549.9 | 41.2953 | 28.9 | 0 | 20.6477 | 0 | 0 | 0 | 109.6918 | 0
122 | 0 | 163.8 | 550.1 | 42.839 | 31.3 | 0 | 21.4195 | 0 | 0 | 0 | 77.6812 | 0
123 | 0 | 172.9 | 572.1 | 43.3721 | 34.4 | 0 | 21.6861 | 0 | 0 | 0 | 75.9129 | 0
124 | 0 | 180.9 | 592.9 | 39.7119 | 36.9 | 0 | 19.856 | 0 | 0 | 0 | 78.2872 | 0
125 | 0 | 186.9 | 610.5 | 43.0445 | 39 | 0 | 21.5223 | 0 | 0 | 0 | 78.7679 | 0
126 | 0 | 192.7 | 624.2 | 43.126 | 40.9 | 0 | 21.563 | 0 | 0 | 0 | 78.4047 | 0
127 | 0 | 371.4 | 1250.8 | 48.2097 | 54.2 | 0 | 24.1048 | 0 | 56.3 | 42.9 | 176.4662 | 0
128 | 0 | 404 | 1200.5 | 62.3372 | 55.7 | 0 | 31.1686 | 0 | 37.6 | 42.9 | 207.1305 | 0
129 | 0 | 397.7 | 579.7 | 72.4837 | 56.5 | 0 | 36.2419 | 0 | 0 | 42.9 | 401.594 | 0
130 | 0 | 398.8 | 633 | 70.5195 | 55.5 | 0 | 35.2597 | 0 | 0 | 42.9 | 157.239 | 0
131 | 0 | 378.4 | 625.8 | 71.3677 | 54.6 | 0 | 35.6839 | 0 | 0 | 42.9 | 116.0903 | 0
132 | 0 | 354 | 617.8 | 69.9294 | 54.6 | 0 | 34.9647 | 0 | 0 | 42.9 | 243.3355 | 0
133 | 0 | 340 | 1210.4 | 61.021 | 55.1 | 0 | 30.5105 | 0 | 75.1 | 42.9 | 165.5969 | 0
134 | 0 | 325.2 | 1113.7 | 60.874 | 56.1 | 0 | 30.437 | 0 | 37.6 | 42.9 | 202.4734 | 0
135 | 0 | 331.6 | 502.4 | 56.4056 | 57.1 | 0 | 28.2028 | 0 | 0 | 42.9 | 343.4194 | 0
136 | 0 | 327.3 | 570.5 | 60.9054 | 58.5 | 0 | 30.4527 | 0 | 0 | 42.9 | 190.534 | 0
137 | 0 | 328.2 | 593.3 | 72.7698 | 59.5 | 0 | 36.3849 | 0 | 0 | 42.9 | 157.6872 | 0
138 | 0 | 331.9 | 1196.3 | 73.7417 | 59.5 | 0 | 36.8709 | 0 | 37.6 | 42.9 | 251.4922 | 0
139 | 0 | 285.5 | 1140.7 | 68.8313 | 57.6 | 0 | 34.4157 | 0 | 75.1 | 42.9 | 422.2083 | 0
140 | 0 | 241.6 | 1034.8 | 52.8443 | 44.7 | 0 | 26.4221 | 0 | 75.1 | 42.9 | 208.7551 | 0
141 | 0 | 253.1 | 1071.5 | 45.4291 | 48.3 | 0 | 22.7145 | 0 | 75.1 | 42.9 | 243.6579 | 0
142 | 0 | 260.6 | 1096 | 40.6342 | 49.8 | 0 | 20.3171 | 0 | 93.9 | 42.9 | 384.9639 | 0
143 | 0 | 147.8 | 497 | 42.1237 | 51 | 0 | 21.0619 | 0 | 0 | 0 | 196.2143 | 0
144 | 0 | 177.2 | 587.1 | 44.0459 | 52.9 | 0 | 22.0229 | 0 | 0 | 0 | 116.2343 | 0
145 | 0 | 183.7 | 600.4 | 39.9276 | 53.8 | 0 | 19.9638 | 0 | 0 | 0 | 81.9649 | 0
146 | 0 | 188.5 | 612.1 | 43.069 | 54.4 | 0 | 21.5345 | 0 | 0 | 0 | 76.38 | 0
147 | 0 | 195.5 | 631.7 | 40.4824 | 55.4 | 0 | 20.2412 | 0 | 0 | 0 | 75.3255 | 0
148 | 0 | 202.7 | 654 | 38.7914 | 57.4 | 0 | 19.3957 | 0 | 0 | 0 | 76.4963 | 0
149 | 0 | 204.3 | 663.4 | 41.8532 | 57.8 | 0 | 20.9266 | 0 | 0 | 0 | 81.4914 | 0
150 | 0 | 205.8 | 667.2 | 43.1756 | 57.8 | 0 | 21.5878 | 0 | 0 | 0 | 98.2723 | 0
151 | 0 | 391.7 | 1303.6 | 52.1448 | 74.3 | 0 | 26.0724 | 0 | 56.3 | 42.9 | 122.4281 | 0
152 | 0 | 393.7 | 1245.5 | 73.5446 | 75.2 | 0 | 36.7723 | 0 | 37.6 | 42.9 | 138.527 | 0
153 | 0 | 373.8 | 607.3 | 78.1993 | 74.9 | 0 | 39.0997 | 0 | 0 | 42.9 | 133.7218 | 0
154 | 0 | 366.2 | 667.2 | 75.5281 | 73.5 | 0 | 37.7641 | 0 | 0 | 42.9 | 127.4552 | 0
155 | 0 | 357.9 | 672.9 | 72.4245 | 71.7 | 0 | 36.2123 | 0 | 0 | 42.9 | 187.4217 | 0
156 | 0 | 350.4 | 677 | 70.2972 | 70.1 | 0 | 35.1486 | 0 | 0 | 42.9 | 338.6461 | 0
157 | 0 | 350.5 | 1290.6 | 65.2653 | 68.6 | 0 | 32.6327 | 0 | 75.1 | 42.9 | 187.927 | 0
158 | 0 | 292.1 | 1125.3 | 61.1899 | 68.2 | 0 | 30.5949 | 0 | 37.6 | 42.9 | 153.2332 | 0
159 | 0 | 262.8 | 466.9 | 57.8238 | 68.2 | 0 | 28.9119 | 0 | 0 | 42.9 | 137.2016 | 0
160 | 0 | 255 | 517.6 | 65.8616 | 68.4 | 0 | 32.9308 | 0 | 0 | 42.9 | 129.207 | 0
161 | 0 | 266.7 | 539.4 | 78.2142 | 69.2 | 0 | 39.1071 | 0 | 0 | 42.9 | 152.6086 | 0
162 | 0 | 285.8 | 1131.6 | 76.814 | 70.2 | 0 | 38.407 | 0 | 37.6 | 42.9 | 260.2923 | 0
163 | 0 | 270.6 | 1072.9 | 78.1002 | 68.5 | 0 | 39.0501 | 0 | 75.1 | 42.9 | 277.5398 | 0
164 | 0 | 226 | 968.5 | 58.5304 | 53.5 | 0 | 29.2652 | 0 | 75.1 | 42.9 | 519.0525 | 0
165 | 0 | 238.1 | 1006.4 | 47.6466 | 56.9 | 0 | 23.8233 | 0 | 75.1 | 42.9 | 327.6229 | 0
166 | 0 | 245.8 | 1028.9 | 43.1263 | 58.3 | 0 | 21.5632 | 0 | 93.9 | 42.9 | 255.4433 | 0
167 | 0 | 135.3 | 447.5 | 43.5007 | 60.2 | 0 | 21.7504 | 0 | 0 | 0 | 213.7059 | 0
168 | 0 | 163.4 | 535 | 41.7019 | 61.3 | 0 | 20.851 | 0 | 0 | 0 | 147.5208 | 0
169 | 0 | 175.1 | 560.9 | 44.0961 | 62.5 | 0 | 22.048 | 0 | 0 | 0 | 120.8676 | 0
170 | 0 | 186.6 | 588.3 | 42.0218 | 64.2 | 0 | 21.0109 | 0 | 0 | 0 | 106.7937 | 0
171 | 0 | 197.8 | 617.9 | 40.1272 | 66.4 | 0 | 20.0636 | 0 | 0 | 0 | 97.7981 | 0
172 | 0 | 206.6 | 643.9 | 41.0601 | 67.6 | 0 | 20.53 | 0 | 0 | 0 | 83.1472 | 0
173 | 0 | 214 | 667.6 | 43.4756 | 68.3 | 0 | 21.7378 | 0 | 0 | 0 | 78.6484 | 0
174 | 0 | 220.6 | 684.7 | 44.1017 | 69.4 | 0 | 22.0508 | 0 | 0 | 0 | 78.8864 | 0
175 | 0 | 412.2 | 1324.4 | 69.144 | 87.6 | 0 | 34.572 | 0 | 56.3 | 42.9 | 99.5905 | 0
176 | 0.7 | 476.6 | 1275.1 | 109.8176 | 159.6 | 0 | 54.9088 | 0 | 37.6 | 43 | 112.9649 | 0
177 | 2.1 | 466.8 | 633.5 | 202.2136 | 170.8 | 0 | 101.1068 | 0 | 0 | 43.2 | 118.4831 | 0
178 | 3.5 | 457.7 | 667.9 | 306.4625 | 220.9 | 0 | 153.2313 | 0 | 0 | 43.4 | 121.8449 | 0
179 | 3.5 | 418.6 | 641.4 | 339.7863 | 225.9 | 0 | 169.8932 | 0 | 0 | 43.4 | 117.3935 | 0
180 | 2.8 | 352.8 | 593.9 | 306.103 | 195.4 | 0 | 153.0515 | 0 | 0 | 43.3 | 177.1599 | 0
181 | 1.4 | 315.1 | 1148.4 | 246.9831 | 141.5 | 0 | 123.4916 | 0 | 75.1 | 43.1 | 123.7257 | 0
182 | 2.1 | 324.5 | 1077 | 238.9657 | 138.3 | 0 | 119.4829 | 0 | 37.6 | 43.2 | 175.7742 | 0
183 | 3.5 | 340.8 | 481.9 | 231.2691 | 167.5 | 0 | 115.6346 | 0 | 0 | 43.4 | 172.2543 | 0
184 | 2.8 | 335.2 | 547.4 | 270.0212 | 160.9 | 0 | 135.0106 | 0 | 0 | 43.3 | 187.7937 | 0
185 | 2.1 | 333 | 576 | 278.369 | 137.9 | 0 | 139.1845 | 0 | 0 | 43.2 | 201.6828 | 0
186 | 0.7 | 334.5 | 1170.4 | 189.7026 | 92.5 | 0 | 94.8513 | 0 | 37.6 | 43 | 326.447 | 0
187 | 0 | 266.6 | 1124.5 | 113.3377 | 36.2 | 0 | 56.6689 | 0 | 75.1 | 42.9 | 311.6202 | 0
188 | 0 | 234.5 | 1027.8 | 66.9941 | 31.9 | 0 | 33.497 | 0 | 75.1 | 42.9 | 338.4763 | 0
189 | 0 | 248.9 | 1071.1 | 47.6407 | 38.4 | 0 | 23.8203 | 0 | 75.1 | 42.9 | 249.3246 | 0
190 | 0 | 258.4 | 1103.2 | 41.9657 | 43.5 | 0 | 20.9828 | 0 | 93.9 | 42.9 | 269.9731 | 0
191 | 0 | 147.6 | 516.8 | 40.6758 | 47.8 | 0 | 20.3379 | 0 | 0 | 0 | 254.8062 | 0
192 | 0 | 175.2 | 609.8 | 42.1823 | 51.7 | 0 | 21.0912 | 0 | 0 | 0 | 125.1289 | 0
193 | 0 | 188.8 | 637.7 | 40.4768 | 54.7 | 0 | 20.2384 | 0 | 0 | 0 | 101.7432 | 0
194 | 0 | 200 | 660.1 | 40.7746 | 57.7 | 0 | 20.3873 | 0 | 0 | 0 | 89.0702 | 0
195 | 0 | 209.4 | 681.6 | 42.1395 | 60.7 | 0 | 21.0698 | 0 | 0 | 0 | 76.4953 | 0
196 | 0 | 218.1 | 703.5 | 41.1586 | 63 | 0 | 20.5793 | 0 | 0 | 0 | 73.0087 | 0
197 | 0 | 225.3 | 723.7 | 43.7133 | 64.9 | 0 | 21.8567 | 0 | 0 | 0 | 77.8033 | 0
198 | 0 | 231.6 | 739.5 | 41.5274 | 66.5 | 0 | 20.7637 | 0 | 0 | 0 | 81.6088 | 0
199 | 0 | 419.3 | 1382.3 | 55.6509 | 84.2 | 0 | 27.8255 | 0 | 56.3 | 42.9 | 98.2737 | 0
200 | 0.7 | 485.9 | 1328.4 | 97.3718 | 156.9 | 0 | 48.6859 | 0 | 37.6 | 43 | 149.506 | 0
201 | 2.1 | 483.8 | 686.4 | 196.8767 | 172.6 | 0 | 98.4384 | 0 | 0 | 43.2 | 117.1864 | 0
202 | 3.5 | 498.6 | 747.3 | 280.5778 | 221.8 | 0 | 140.2889 | 0 | 0 | 43.4 | 123.7595 | 0
203 | 3.5 | 490 | 752.7 | 302.6756 | 218 | 0 | 151.3378 | 0 | 0 | 43.4 | 130.1929 | 0
204 | 2.8 | 469.2 | 759.1 | 292.821 | 176.9 | 0 | 146.4105 | 0 | 0 | 43.3 | 187.6107 | 0
205 | 1.4 | 437.5 | 1394.8 | 294.0089 | 120.3 | 0 | 147.0045 | 0 | 75.1 | 43.1 | 156.9512 | 0
206 | 2.1 | 380.1 | 1209.5 | 298.377 | 123.5 | 0 | 149.1885 | 0 | 37.6 | 43.2 | 135.1482 | 0
207 | 3.5 | 363.1 | 540.5 | 286.294 | 159.2 | 0 | 143.147 | 0 | 0 | 43.4 | 119.1909 | 0
208 | 2.8 | 347.1 | 596.1 | 324.9745 | 157.6 | 0 | 162.4873 | 0 | 0 | 43.3 | 104.6177 | 0
209 | 2.1 | 345.1 | 624.1 | 299.8299 | 135.4 | 0 | 149.9149 | 0 | 0 | 43.2 | 121.4858 | 0
210 | 0.7 | 347 | 1226.5 | 208.9656 | 89.4 | 0 | 104.4828 | 0 | 37.6 | 43 | 183.5566 | 0
211 | 0 | 275.7 | 1174.7 | 134.556 | 34.5 | 0 | 67.278 | 0 | 75.1 | 42.9 | 248.4004 | 0
212 | 0 | 240.8 | 1068.4 | 78.8886 | 30.2 | 0 | 39.4443 | 0 | 75.1 | 42.9 | 222.8638 | 0
213 | 0 | 253.2 | 1105.4 | 55.0159 | 36.8 | 0 | 27.5079 | 0 | 75.1 | 42.9 | 350.6825 | 0
214 | 0 | 260.6 | 1130.7 | 40.4691 | 41.2 | 0 | 20.2345 | 0 | 93.9 | 42.9 | 266.3082 | 0
215 | 0 | 147.3 | 531.5 | 40.9913 | 45 | 0 | 20.4956 | 0 | 0 | 0 | 202.0051 | 0
216 | 0 | 173.1 | 617.4 | 39.3121 | 48.7 | 0 | 19.6561 | 0 | 0 | 0 | 146.8402 | 0
217 | 0 | 184.6 | 638.4 | 39.87 | 51.9 | 0 | 19.935 | 0 | 0 | 0 | 111.5057 | 0
218 | 0 | 194.3 | 657.8 | 42.2663 | 55.7 | 0 | 21.1332 | 0 | 0 | 0 | 80.5431 | 0
219 | 0 | 203.1 | 678 | 42.7668 | 58.4 | 0 | 21.3834 | 0 | 0 | 0 | 80.1862 | 0
220 | 0 | 210.6 | 697.4 | 42.4495 | 59.9 | 0 | 21.2247 | 0 | 0 | 0 | 78.8869 | 0
221 | 0 | 216.2 | 713.6 | 40.532 | 62.2 | 0 | 20.266 | 0 | 0 | 0 | 81.7273 | 0
222 | 0 | 221.3 | 726 | 42.3983 | 65 | 0 | 21.1992 | 0 | 0 | 0 | 90.2639 | 0
223 | 0 | 407.3 | 1371.2 | 54.2054 | 81.4 | 0 | 27.1027 | 0 | 56.3 | 42.9 | 106.4336 | 0
224 | 0.7 | 470.9 | 1313.9 | 90.3889 | 152.6 | 0 | 45.1944 | 0 | 37.6 | 43 | 132.052 | 0
225 | 2.1 | 467.7 | 669.3 | 181.2281 | 168.1 | 0 | 90.6141 | 0 | 0 | 43.2 | 147.6628 | 0
226 | 3.5 | 480.8 | 727.9 | 303.7457 | 210.9 | 0 | 151.8729 | 0 | 0 | 43.4 | 138.8419 | 0
227 | 3.5 | 468 | 726.9 | 345.3578 | 200.3 | 0 | 172.6789 | 0 | 0 | 43.4 | 180.445 | 0
228 | 2.8 | 440.6 | 721.6 | 319.1563 | 149.3 | 0 | 159.5782 | 0 | 0 | 43.3 | 163.4582 | 0
229 | 1.4 | 407.3 | 1337.9 | 282.0323 | 97.6 | 0 | 141.0161 | 0 | 75.1 | 43.1 | 176.7798 | 0
230 | 2.1 | 395.5 | 1229 | 277.31 | 103.7 | 0 | 138.655 | 0 | 37.6 | 43.2 | 145.9189 | 0
231 | 3.5 | 409.9 | 595.4 | 245.9247 | 134.5 | 0 | 122.9624 | 0 | 0 | 43.4 | 134.9475 | 0
232 | 2.8 | 395.7 | 655 | 303.884 | 135.1 | 0 | 151.942 | 0 | 0 | 43.3 | 135.5046 | 0
233 | 2.1 | 378.8 | 670.6 | 332.7753 | 119.6 | 0 | 166.3876 | 0 | 0 | 43.2 | 148.1666 | 0
234 | 0.7 | 374.1 | 1295 | 251.1441 | 78.1 | 0 | 125.5721 | 0 | 37.6 | 43 | 150.1839 | 0
235 | 0 | 302 | 1250 | 164.7489 | 23.9 | 0 | 82.3745 | 0 | 75.1 | 42.9 | 217.2694 | 0
236 | 0 | 263.2 | 1143.9 | 96.2387 | 17.9 | 0 | 48.1193 | 0 | 75.1 | 42.9 | 322.4583 | 0
237 | 0 | 276.6 | 1182.1 | 58.4071 | 24.8 | 0 | 29.2035 | 0 | 75.1 | 42.9 | 297.2604 | 0
238 | 0 | 286.7 | 1213.3 | 43.5605 | 28.7 | 0 | 21.7803 | 0 | 93.9 | 42.9 | 245.8463 | 0
239 | 0 | 174.4 | 595.3 | 42.4702 | 32.5 | 0 | 21.2351 | 0 | 0 | 0 | 197.2731 | 0
240 | 0 | 204.3 | 685.1 | 41.8984 | 36.8 | 0 | 20.9492 | 0 | 0 | 0 | 108.366 | 0
241 | 0 | 216.7 | 714.8 | 43.546 | 40.3 | 0 | 21.773 | 0 | 0 | 0 | 106.0572 | 0
242 | 0 | 228.3 | 744.8 | 41.9728 | 43.3 | 0 | 20.9864 | 0 | 0 | 0 | 83.5014 | 0
243 | 0 | 239 | 775.1 | 41.5185 | 46.2 | 0 | 20.7592 | 0 | 0 | 0 | 78.0471 | 0
244 | 0 | 246.9 | 800.6 | 41.1754 | 48.5 | 0 | 20.5877 | 0 | 0 | 0 | 77.9244 | 0
245 | 0 | 252.9 | 821.5 | 42.3999 | 50.3 | 0 | 21.1999 | 0 | 0 | 0 | 77.5629 | 0
246 | 0 | 259.4 | 838.7 | 44.3133 | 52.7 | 0 | 22.1567 | 0 | 0 | 0 | 93.2449 | 0
247 | 0 | 458.5 | 1506.6 | 63.9649 | 67.9 | 0 | 31.9825 | 0 | 56.3 | 42.9 | 111.3866 | 0
248 | 0.7 | 525.9 | 1445.9 | 102.1037 | 133.7 | 0 | 51.0518 | 0 | 37.6 | 43 | 165.8331 | 0
249 | 2.1 | 513.5 | 768.6 | 183.2838 | 150.4 | 0 | 91.6419 | 0 | 0 | 43.2 | 122.304 | 0
250 | 3.5 | 469.1 | 757.5 | 306.4718 | 194.6 | 0 | 153.2359 | 0 | 0 | 43.4 | 115.3777 | 0
251 | 3.5 | 375.7 | 669.8 | 334.5124 | 189.4 | 0 | 167.2562 | 0 | 0 | 43.4 | 113.2036 | 0
252 | 2.8 | 281.2 | 578.2 | 290.2567 | 151.9 | 0 | 145.1283 | 0 | 0 | 43.3 | 82.7895 | 0
253 | 1.4 | 202.4 | 1052.7 | 261.8535 | 104.4 | 0 | 130.9268 | 0 | 75.1 | 43.1 | 151.0555 | 0
254 | 2.1 | 155.4 | 881.5 | 241.6432 | 106.4 | 0 | 120.8216 | 0 | 37.6 | 43.2 | 146.0648 | 0
255 | 3.5 | 139 | 286 | 242.3891 | 139.1 | 0 | 121.1946 | 0 | 0 | 43.4 | 164.0098 | 0
256 | 2.8 | 138.3 | 346.7 | 303.6444 | 140.7 | 0 | 151.8222 | 0 | 0 | 43.3 | 124.0455 | 0
257 | 2.1 | 157.8 | 392.1 | 326.747 | 121.3 | 0 | 163.3735 | 0 | 0 | 43.2 | 112.2393 | 0
258 | 0.7 | 201.1 | 951.9 | 213.1532 | 79.3 | 0 | 106.5766 | 0 | 37.6 | 43 | 207.0143 | 0
259 | 0 | 159.1 | 918.5 | 109.1767 | 26.6 | 0 | 54.5884 | 0 | 75.1 | 42.9 | 254.2286 | 0
260 | 0 | 132.5 | 842 | 63.8409 | 22.3 | 0 | 31.9205 | 0 | 75.1 | 42.9 | 287.7671 | 0
261 | 0 | 162.2 | 903.7 | 46.7379 | 29.2 | 0 | 23.3689 | 0 | 75.1 | 42.9 | 315.942 | 0
262 | 0 | 185.6 | 952.7 | 42.9667 | 34.1 | 0 | 21.4834 | 0 | 93.9 | 42.9 | 212.5751 | 0
263 | 0 | 70.6 | 426.8 | 42.1321 | 38.6 | 0 | 21.0661 | 0 | 0 | 0 | 162.7861 | 0
264 | 0 | 110.9 | 536.5 | 40.5366 | 43.1 | 0 | 20.2683 | 0 | 0 | 0 | 128.5558 | 0
265 | 0 | 139.3 | 585 | 41.4785 | 48.7 | 0 | 20.7392 | 0 | 0 | 0 | 101.9792 | 0
266 | 0 | 166.9 | 637.7 | 40.3978 | 53.9 | 0 | 20.1989 | 0 | 0 | 0 | 91.5805 | 0
267 | 0 | 192.9 | 690.4 | 41.7001 | 58.3 | 0 | 20.85 | 0 | 0 | 0 | 90.505 | 0
268 | 0 | 214 | 733.4 | 42.2387 | 61.4 | 0 | 21.1194 | 0 | 0 | 0 | 91.0962 | 0
269 | 0 | 232.3 | 771.9 | 40.8912 | 64.4 | 0 | 20.4456 | 0 | 0 | 0 | 92.5326 | 0
270 | 0 | 248.7 | 805.9 | 41.648 | 67.5 | 0 | 20.824 | 0 | 0 | 0 | 99.1103 | 0
271 | 0 | 443.6 | 1443.9 | 54.3812 | 85.6 | 0 | 27.1906 | 0 | 56.3 | 42.9 | 109.2079 | 0
272 | 0.7 | 521.1 | 1414.4 | 87.8739 | 158.9 | 0 | 43.9369 | 0 | 37.6 | 43 | 129.085 | 0
273 | 2.1 | 526.6 | 785 | 208.7074 | 180.4 | 0 | 104.3537 | 0 | 0 | 43.2 | 165.3282 | 0
274 | 3.5 | 524.5 | 827.2 | 342.8022 | 243.4 | 0 | 171.4011 | 0 | 0 | 43.4 | 111.0264 | 0
275 | 3.5 | 479.8 | 799.1 | 415.89 | 251.6 | 0 | 207.945 | 0 | 0 | 43.4 | 114.408 | 0
276 | 2.8 | 419.3 | 761.7 | 373.9131 | 211.8 | 0 | 186.9566 | 0 | 0 | 43.3 | 96.83 | 0
277 | 1.4 | 368.8 | 1334.3 | 337.0618 | 149.2 | 0 | 168.5309 | 0 | 75.1 | 43.1 | 183.9586 | 0
278 | 2.1 | 351.4 | 1194.2 | 308.6624 | 163 | 0 | 154.3312 | 0 | 37.6 | 43.2 | 102.1013 | 0
279 | 3.5 | 373.6 | 600.8 | 306.6634 | 219 | 0 | 153.3317 | 0 | 0 | 43.4 | 137.7638 | 0
280 | 2.8 | 383.9 | 696 | 378.283 | 218 | 0 | 189.1415 | 0 | 0 | 43.3 | 154.9996 | 0
281 | 2.1 | 389.2 | 736.2 | 349.521 | 178.4 | 0 | 174.7605 | 0 | 0 | 43.2 | 173.995 | 0
282 | 0.7 | 401.4 | 1330.2 | 240.4493 | 118.9 | 0 | 120.2247 | 0 | 37.6 | 43 | 337.8045 | 0
283 | 0 | 328.3 | 1336.5 | 157.0495 | 57.6 | 0 | 78.5248 | 0 | 75.1 | 42.9 | 192.7755 | 0
284 | 0 | 294.4 | 1252.1 | 92.8432 | 53.7 | 0 | 46.4216 | 0 | 75.1 | 42.9 | 252.5167 | 0
285 | 0 | 315.6 | 1310.3 | 63.2319 | 59.3 | 0 | 31.616 | 0 | 75.1 | 42.9 | 392.3617 | 0
286 | 0 | 332 | 1369 | 42.6534 | 62.8 | 0 | 21.3267 | 0 | 93.9 | 42.9 | 199.2978 | 0
287 | 0 | 209.8 | 765.2 | 42.3305 | 66 | 0 | 21.1652 | 0 | 0 | 0 | 176.9128 | 0
288 | 0 | 244.6 | 873.3 | 41.3833 | 69.1 | 0 | 20.6917 | 0 | 0 | 0 | 146.5207 | 0
289 | 0 | 259 | 896.8 | 42.187 | 71 | 0 | 21.0935 | 0 | 0 | 0 | 111.1502 | 0
290 | 0 | 266.8 | 906.6 | 40.9665 | 72.3 | 0 | 20.4832 | 0 | 0 | 0 | 91.9384 | 0
291 | 0 | 273.1 | 917.7 | 42.5567 | 73.8 | 0 | 21.2783 | 0 | 0 | 0 | 84.924 | 0
292 | 0 | 279.7 | 933.5 | 41.6111 | 76.3 | 0 | 20.8056 | 0 | 0 | 0 | 80.3045 | 0
293 | 0 | 285.5 | 949.4 | 38.678 | 77.8 | 0 | 19.339 | 0 | 0 | 0 | 92.6489 | 0
294 | 0 | 289.6 | 958.5 | 42.1758 | 79.3 | 0 | 21.0879 | 0 | 0 | 0 | 101.2625 | 0
295 | 0 | 481.7 | 1622.7 | 49.4962 | 97.6 | 0 | 24.7481 | 0 | 56.3 | 42.9 | 93.366 | 0
296 | 0 | 521.3 | 1557.2 | 76.3448 | 100 | 0 | 38.1724 | 0 | 37.6 | 42.9 | 131.4213 | 0
297 | 0 | 513.2 | 877.8 | 77.5504 | 99.7 | 0 | 38.7752 | 0 | 0 | 42.9 | 126.6583 | 0
298 | 0 | 498 | 906.8 | 71.3897 | 95.7 | 0 | 35.6949 | 0 | 0 | 42.9 | 126.0888 | 0
299 | 0 | 450.9 | 862.2 | 65.7947 | 89.7 | 0 | 32.8973 | 0 | 0 | 42.9 | 199.9632 | 0
300 | 0 | 395.9 | 811.4 | 63.1966 | 83.7 | 0 | 31.5983 | 0 | 0 | 42.9 | 151.1591 | 0
301 | 0 | 352.2 | 1393.2 | 57.4401 | 78.4 | 0 | 28.7201 | 0 | 75.1 | 42.9 | 134.1408 | 0
302 | 0 | 310.2 | 1227.8 | 57.3211 | 75.5 | 0 | 28.6605 | 0 | 37.6 | 42.9 | 191.5245 | 0
303 | 0 | 301.3 | 565.2 | 55.7489 | 74.2 | 0 | 27.8744 | 0 | 0 | 42.9 | 179.4996 | 0
304 | 0 | 295.1 | 626.2 | 60.6444 | 75.4 | 0 | 30.3222 | 0 | 0 | 42.9 | 207.2651 | 0
305 | 0 | 304 | 659.4 | 74.758 | 79.4 | 0 | 37.379 | 0 | 0 | 42.9 | 131.0668 | 0
306 | 0 | 328.8 | 1297.5 | 76.959 | 82.2 | 0 | 38.4795 | 0 | 37.6 | 42.9 | 182.7014 | 0
307 | 0 | 288.6 | 1252 | 74.6907 | 82.2 | 0 | 37.3454 | 0 | 75.1 | 42.9 | 165.1997 | 0
308 | 0 | 249.1 | 1138.3 | 60.9038 | 67.9 | 0 | 30.4519 | 0 | 75.1 | 42.9 | 268.651 | 0
309 | 0 | 259.3 | 1167.7 | 46.772 | 71.4 | 0 | 23.386 | 0 | 75.1 | 42.9 | 172.7261 | 0
310 | 0 | 264.8 | 1186.9 | 42.2592 | 73 | 0 | 21.1296 | 0 | 93.9 | 42.9 | 202.185 | 0
311 | 0 | 150.6 | 568.7 | 41.1518 | 76 | 0 | 20.5759 | 0 | 0 | 0 | 220.1843 | 0
312 | 0 | 175.3 | 649.8 | 40.2478 | 77.9 | 0 | 20.1239 | 0 | 0 | 0 | 148.5756 | 0
313 | 0 | 188.9 | 678 | 40.2586 | 80 | 0 | 20.1293 | 0 | 0 | 0 | 89.4263 | 0
314 | 0 | 202.5 | 708.9 | 42.3159 | 82.8 | 0 | 21.1579 | 0 | 0 | 0 | 83.8508 | 0
315 | 0 | 215.3 | 739.8 | 42.3497 | 84.9 | 0 | 21.1748 | 0 | 0 | 0 | 82.913 | 0
316 | 0 | 226.1 | 767.9 | 42.6391 | 86.7 | 0 | 21.3196 | 0 | 0 | 0 | 79.003 | 0
317 | 0 | 234.5 | 791.5 | 42.5003 | 88.6 | 0 | 21.2501 | 0 | 0 | 0 | 78.0447 | 0
318 | 0 | 242.2 | 810.9 | 41.1943 | 90.6 | 0 | 20.5971 | 0 | 0 | 0 | 112.3645 | 0
319 | 0 | 432.7 | 1474.1 | 43.1152 | 110.5 | 0 | 21.5576 | 0 | 56.3 | 42.9 | 133.1605 | 0
320 | 0 | 443.3 | 1416.5 | 52.4336 | 113.1 | 0 | 26.2168 | 0 | 37.6 | 42.9 | 161.4049 | 0
321 | 0 | 425.3 | 757.9 | 54.591 | 111.7 | 0 | 27.2955 | 0 | 0 | 42.9 | 174.3781 | 0
322 | 0 | 413.6 | 814.1 | 57.6041 | 100.7 | 0 | 28.802 | 0 | 0 | 42.9 | 130.142 | 0
323 | 0 | 395.8 | 805.4 | 52.5852 | 86.7 | 0 | 26.2926 | 0 | 0 | 42.9 | 269.4201 | 0
324 | 0 | 381.7 | 799 | 52.8464 | 72.1 | 0 | 26.4232 | 0 | 0 | 42.9 | 141.6408 | 0
325 | 0 | 380.5 | 1432.5 | 49.0635 | 61.1 | 0 | 24.5318 | 0 | 75.1 | 42.9 | 204.4364 | 0
326 | 0 | 354.2 | 1312.7 | 49.8213 | 50.5 | 0 | 24.9106 | 0 | 37.6 | 42.9 | 96.4648 | 0
327 | 0 | 348.9 | 659.1 | 49.8436 | 46.1 | 0 | 24.9218 | 0 | 0 | 42.9 | 150.8324 | 0
328 | 0 | 350 | 726.4 | 50.3156 | 49.2 | 0 | 25.1578 | 0 | 0 | 42.9 | 117.4141 | 0
329 | 0 | 357.7 | 750.8 | 57.2789 | 59.7 | 0 | 28.6395 | 0 | 0 | 42.9 | 153.1843 | 0
330 | 0 | 381.1 | 1394.6 | 58.9814 | 65 | 0 | 29.4907 | 0 | 37.6 | 42.9 | 319.1305 | 0
331 | 0 | 362.1 | 1354.3 | 56.0315 | 65.3 | 0 | 28.0158 | 0 | 75.1 | 42.9 | 216.2079 | 0
332 | 0 | 317.3 | 1258.5 | 48.6625 | 55 | 0 | 24.3312 | 0 | 75.1 | 42.9 | 327.8103 | 0
333 | 0 | 332.5 | 1303.6 | 42.0611 | 61.5 | 0 | 21.0306 | 0 | 75.1 | 42.9 | 259.8987 | 0
334 | 0 | 342.9 | 1341.3 | 42.998 | 65 | 0 | 21.499 | 0 | 93.9 | 42.9 | 422.8146 | 0
335 | 0 | 225.2 | 704.5 | 44.1987 | 68.3 | 0 | 22.0993 | 0 | 0 | 0 | 325.1185 | 0
336 | 0 | 257.7 | 803.4 | 42.5084 | 71.5 | 0 | 21.2542 | 0 | 0 | 0 | 144.9579 | 0
337 | 0 | 270.3 | 840.9 | 43.8931 | 74.6 | 0 | 21.9465 | 0 | 0 | 0 | 100.0679 | 0
338 | 0 | 281.1 | 875.4 | 42.9218 | 78.1 | 0 | 21.4609 | 0 | 0 | 0 | 91.2201 | 0
339 | 0 | 291.2 | 908.3 | 42.094 | 81.7 | 0 | 21.047 | 0 | 0 | 0 | 80.8997 | 0
340 | 0 | 300.9 | 939 | 42.4603 | 85.3 | 0 | 21.2302 | 0 | 0 | 0 | 78.5304 | 0
341 | 0 | 309.5 | 966 | 41.1977 | 88.5 | 0 | 20.5988 | 0 | 0 | 0 | 77.8042 | 0
342 | 0 | 317.6 | 986.6 | 42.0822 | 91.2 | 0 | 21.0411 | 0 | 0 | 0 | 100.4269 | 0
343 | 0 | 533.1 | 1676.9 | 58.7077 | 111.4 | 0 | 29.3538 | 0 | 56.3 | 42.9 | 129.8315 | 0
344 | 0.7 | 607.4 | 1616.9 | 102.4849 | 190.5 | 0 | 51.2424 | 0 | 37.6 | 43 | 217.9412 | 0
345 | 2.1 | 594.3 | 910.9 | 177.9941 | 207.9 | 0 | 88.997 | 0 | 0 | 43.2 | 166.1662 | 0
346 | 3.5 | 597.7 | 956.7 | 271.2411 | 261.7 | 0 | 135.6205 | 0 | 0 | 43.4 | 141.3524 | 0
347 | 3.5 | 559.5 | 929.2 | 275.1802 | 257.5 | 0 | 137.5901 | 0 | 0 | 43.4 | 126.0852 | 0
348 | 2.8 | 516 | 906.6 | 261.2919 | 209.7 | 0 | 130.646 | 0 | 0 | 43.3 | 176.6294 | 0
349 | 1.4 | 477.6 | 1565.7 | 188.3325 | 145 | 0 | 94.1662 | 0 | 75.1 | 43.1 | 421.3437 | 0
350 | 2.1 | 410.6 | 1350.2 | 168.843 | 152.8 | 0 | 84.4215 | 0 | 37.6 | 43.2 | 157.354 | 0
351 | 3.5 | 400.2 | 651.7 | 171.3236 | 201.2 | 0 | 85.6618 | 0 | 0 | 43.4 | 118.3852 | 0
352 | 2.8 | 383.3 | 708.9 | 205.3122 | 202.8 | 0 | 102.6561 | 0 | 0 | 43.3 | 113.923 | 0
353 | 2.1 | 377.3 | 741.5 | 210.4535 | 171.2 | 0 | 105.2267 | 0 | 0 | 43.2 | 146.5284 | 0
354 | 0.7 | 393.7 | 1392.4 | 138.7675 | 117.2 | 0 | 69.3837 | 0 | 37.6 | 43 | 141.757 | 0
355 | 0 | 324.1 | 1356.5 | 75.6797 | 56.5 | 0 | 37.8398 | 0 | 75.1 | 42.9 | 204.7636 | 0
356 | 0 | 288.1 | 1246.4 | 51.6941 | 54.2 | 0 | 25.8471 | 0 | 75.1 | 42.9 | 180.3403 | 0
357 | 0 | 301.7 | 1283.3 | 47.1848 | 61 | 0 | 23.5924 | 0 | 75.1 | 42.9 | 283.9771 | 0
358 | 0 | 310.3 | 1314.9 | 41.6923 | 65.6 | 0 | 20.8462 | 0 | 93.9 | 42.9 | 203.8388 | 0
359 | 0 | 192.6 | 683 | 43.236 | 69.5 | 0 | 21.618 | 0 | 0 | 0 | 167.9526 | 0
360 | 0 | 221.5 | 773.2 | 44.0462 | 72.3 | 0 | 22.0231 | 0 | 0 | 0 | 127.7544 | 0
361 | 0 | 233.8 | 798.4 | 44.5656 | 74.7 | 0 | 22.2828 | 0 | 0 | 0 | 96.3459 | 0
362 | 0 | 244.2 | 822.3 | 42.279 | 77.5 | 0 | 21.1395 | 0 | 0 | 0 | 82.7906 | 0
363 | 0 | 253.5 | 845.7 | 40.7375 | 79.7 | 0 | 20.3687 | 0 | 0 | 0 | 80.4248 | 0
364 | 0 | 260.4 | 866.3 | 43.4325 | 80.6 | 0 | 21.7163 | 0 | 0 | 0 | 79.8325 | 0
365 | 0 | 265.6 | 884.5 | 43.5863 | 81.8 | 0 | 21.7931 | 0 | 0 | 0 | 75.7923 | 0
366 | 0 | 270.5 | 897.7 | 41.9201 | 84.2 | 0 | 20.9601 | 0 | 0 | 0 | 81.0191 | 0
367 | 0 | 466.8 | 1571.1 | 57.6949 | 104.1 | 0 | 28.8474 | 0 | 56.3 | 42.9 | 111.8777 | 0
368 | 0.7 | 535.9 | 1506.4 | 95.6777 | 182.2 | 0 | 47.8389 | 0 | 37.6 | 43 | 149.6028 | 0
369 | 2.1 | 528 | 822.4 | 197.5279 | 198.3 | 0 | 98.7639 | 0 | 0 | 43.2 | 119.9033 | 0
370 | 3.5 | 510.4 | 841.2 | 263.5779 | 239.6 | 0 | 131.789 | 0 | 0 | 43.4 | 125.6517 | 0
371 | 3.5 | 467.9 | 801.3 | 234.8794 | 214.5 | 0 | 117.4397 | 0 | 0 | 43.4 | 112.1152 | 0
372 | 2.8 | 415.3 | 761.9 | 221.9061 | 154.1 | 0 | 110.953 | 0 | 0 | 43.3 | 138.3851 | 0
373 | 1.4 | 368.4 | 1354.3 | 219.7936 | 91.4 | 0 | 109.8968 | 0 | 75.1 | 43.1 | 246.5151 | 0
374 | 2.1 | 354.3 | 1232.1 | 246.6029 | 81.3 | 0 | 123.3014 | 0 | 37.6 | 43.2 | 158.6734 | 0
375 | 3.5 | 371.5 | 593.7 | 252.7375 | 103.2 | 0 | 126.3687 | 0 | 0 | 43.4 | 98.635 | 0
376 | 2.8 | 376.3 | 672.8 | 304.409 | 104.4 | 0 | 152.2045 | 0 | 0 | 43.3 | 102.3382 | 0
377 | 2.1 | 374.6 | 707.3 | 285.817 | 91.8 | 0 | 142.9085 | 0 | 0 | 43.2 | 126.3666 | 0
378 | 0.7 | 379.2 | 1350 | 202.4848 | 64.9 | 0 | 101.2424 | 0 | 37.6 | 43 | 121.2438 | 0
379 | 0 | 305.4 | 1300.9 | 107.063 | 9.4 | 0 | 53.5315 | 0 | 75.1 | 42.9 | 196.8305 | 0
380 | 0 | 266.7 | 1186.2 | 70.6038 | 6.9 | 0 | 35.3019 | 0 | 75.1 | 42.9 | 321.8523 | 0
381 | 0 | 277.9 | 1217 | 46.0216 | 10.1 | 0 | 23.0108 | 0 | 75.1 | 42.9 | 257.2437 | 0
382 | 0 | 284.2 | 1238.1 | 40.2035 | 15.1 | 0 | 20.1017 | 0 | 93.9 | 42.9 | 305.0305 | 0
383 | 0 | 168.2 | 605 | 39.8914 | 21.9 | 0 | 19.9457 | 0 | 0 | 0 | 357.9871 | 0
384 | 0 | 194.6 | 686.9 | 41.7903 | 28.1 | 0 | 20.8951 | 0 | 0 | 0 | 186.9279 | 0
385 | 0 | 206.2 | 712.5 | 42.0599 | 34.1 | 0 | 21.0299 | 0 | 0 | 0 | 108.2472 | 0
386 | 0 | 216.8 | 737.5 | 41.6201 | 39.9 | 0 | 20.8101 | 0 | 0 | 0 | 83.7352 | 0
387 | 0 | 225.8 | 760.9 | 43.162 | 45.2 | 0 | 21.581 | 0 | 0 | 0 | 77.5653 | 0
388 | 0 | 232.9 | 781.6 | 44.0381 | 49.2 | 0 | 22.0191 | 0 | 0 | 0 | 77.2083 | 0
389 | 0 | 239.3 | 802.1 | 40.112 | 52.1 | 0 | 20.056 | 0 | 0 | 0 | 77.685 | 0
390 | 0 | 245 | 816.4 | 42.6689 | 54.6 | 0 | 21.3344 | 0 | 0 | 0 | 88.481 | 0
391 | 0 | 438 | 1481.1 | 57.6298 | 70.3 | 0 | 28.8149 | 0 | 56.3 | 42.9 | 101.5 | 0
392 | 0.7 | 503.9 | 1417.5 | 103.7791 | 138.1 | 0 | 51.8895 | 0 | 37.6 | 43 | 122.9201 | 0
393 | 2.1 | 498.2 | 749.7 | 178.9713 | 156.9 | 0 | 89.4856 | 0 | 0 | 43.2 | 202.3222 | 0
394 | 3.5 | 485 | 773.7 | 285.6509 | 191.9 | 0 | 142.8255 | 0 | 0 | 43.4 | 131.5151 | 0
395 | 3.5 | 436.7 | 727.6 | 290.9952 | 166.7 | 0 | 145.4976 | 0 | 0 | 43.4 | 114.4069 | 0
396 | 2.8 | 383.8 | 685.3 | 281.5847 | 114 | 0 | 140.7924 | 0 | 0 | 43.3 | 100.665 | 0
397 | 1.4 | 338 | 1258.3 | 287.5975 | 61.9 | 0 | 143.7988 | 0 | 75.1 | 43.1 | 159.333 | 0
398 | 2.1 | 317.1 | 1132 | 264.7665 | 53.7 | 0 | 132.3832 | 0 | 37.6 | 43.2 | 270.9789 | 0
399 | 3.5 | 318.8 | 496.1 | 222.2321 | 73.5 | 0 | 111.116 | 0 | 0 | 43.4 | 191.8341 | 0
400 | 2.8 | 309 | 553.5 | 242.674 | 73.8 | 0 | 121.337 | 0 | 0 | 43.3 | 180.2916 | 0
401 | 2.1 | 304.8 | 580.4 | 312.7487 | 64.8 | 0 | 156.3743 | 0 | 0 | 43.2 | 148.4999 | 0
402 | 0.7 | 319.3 | 1200.1 | 214.2792 | 47.3 | 0 | 107.1396 | 0 | 37.6 | 43 | 172.1185 | 0
403 | 0 | 256.9 | 1150.1 | 115.1381 | 2.2 | 0 | 57.569 | 0 | 75.1 | 42.9 | 296.8347 | 0
404 | 0 | 222.2 | 1038.8 | 70.5672 | 0.1 | 0 | 35.2836 | 0 | 75.1 | 42.9 | 249.6121 | 0
405 | 0 | 233.2 | 1070.2 | 47.3723 | 1.8 | 0 | 23.6861 | 0 | 75.1 | 42.9 | 171.3607 | 0
406 | 0 | 239.9 | 1090.4 | 42.2902 | 3.8 | 0 | 21.1451 | 0 | 93.9 | 42.9 | 215.1062 | 0
407 | 0 | 126.9 | 491.9 | 41.666 | 5.6 | 0 | 20.833 | 0 | 0 | 0 | 307.7262 | 0
408 | 0 | 152 | 574.8 | 40.929 | 7.4 | 0 | 20.4645 | 0 | 0 | 0 | 175.1031 | 0
409 | 0 | 162.6 | 593 | 41.0818 | 10.5 | 0 | 20.5409 | 0 | 0 | 0 | 97.3131 | 0
410 | 0 | 171.6 | 610.3 | 41.8656 | 14 | 0 | 20.9328 | 0 | 0 | 0 | 81.0186 | 0
411 | 0 | 179.7 | 627.7 | 40.1229 | 18.1 | 0 | 20.0614 | 0 | 0 | 0 | 77.2055 | 0
412 | 0 | 186.1 | 642.9 | 42.4324 | 21.2 | 0 | 21.2162 | 0 | 0 | 0 | 78.41 | 0
413 | 0 | 191.3 | 656.6 | 40.5871 | 23.9 | 0 | 20.2936 | 0 | 0 | 0 | 75.6734 | 0
414 | 0 | 195.7 | 665.4 | 39.7993 | 27.4 | 0 | 19.8997 | 0 | 0 | 0 | 141.5313 | 0
415 | 0 | 374.9 | 1301.8 | 57.8585 | 43.3 | 0 | 28.9293 | 0 | 56.3 | 42.9 | 119.305 | 0
416 | 0.7 | 433.7 | 1244.1 | 85.7267 | 99.9 | 0 | 42.8634 | 0 | 37.6 | 43 | 110.177 | 0
417 | 2.1 | 429.9 | 608 | 149.673 | 117.4 | 0 | 74.8365 | 0 | 0 | 43.2 | 154.8654 | 0
418 | 3.5 | 438.6 | 660.6 | 222.1026 | 154.6 | 0 | 111.0513 | 0 | 0 | 43.4 | 119.3801 | 0
419 | 3.5 | 420.2 | 652.7 | 280.4027 | 155.4 | 0 | 140.2013 | 0 | 0 | 43.4 | 132.8932 | 0
420 | 2.8 | 394.4 | 645.4 | 285.7668 | 129.1 | 0 | 142.8834 | 0 | 0 | 43.3 | 125.8718 | 0
421 | 1.4 | 366.7 | 1248.5 | 275.0007 | 91 | 0 | 137.5004 | 0 | 75.1 | 43.1 | 146.5675 | 0
422 | 2.1 | 304.6 | 1067.9 | 244.566 | 94.6 | 0 | 122.283 | 0 | 37.6 | 43.2 | 181.7337 | 0
423 | 3.5 | 266.6 | 400.3 | 242.1366 | 124.7 | 0 | 121.0683 | 0 | 0 | 43.4 | 257.4984 | 0
424 | 2.8 | 240.6 | 434.2 | 311.6869 | 124.6 | 0 | 155.8434 | 0 | 0 | 43.3 | 117.7802 | 0
425 | 2.1 | 234.1 | 449.2 | 313.7491 | 104.4 | 0 | 156.8746 | 0 | 0 | 43.2 | 232.2319 | 0
426 | 0.7 | 251.9 | 1027.5 | 220.6608 | 66.2 | 0 | 110.3304 | 0 | 37.6 | 43 | 186.8257 | 0
427 | 0 | 199.7 | 971.7 | 114.7215 | 14.8 | 0 | 57.3608 | 0 | 75.1 | 42.9 | 167.6831 | 0
428 | 0 | 165.4 | 864.4 | 76.672 | 7.6 | 0 | 38.336 | 0 | 75.1 | 42.9 | 206.8037 | 0
429 | 0 | 178.5 | 898 | 54.7692 | 13.6 | 0 | 27.3846 | 0 | 75.1 | 42.9 | 283.7257 | 0
430 | 0 | 186.6 | 914.3 | 43.7397 | 17.2 | 0 | 21.8698 | 0 | 93.9 | 42.9 | 208.3155 | 0
431 | 0 | 75.1 | 355.8 | 40.4796 | 20.1 | 0 | 20.2398 | 0 | 0 | 0 | 171.5478 | 0
432 | 0 | 99.3 | 437.3 | 42.0125 | 22.8 | 0 | 21.0062 | 0 | 0 | 0 | 153.2883 | 0
433 | 0 | 112.6 | 459.7 | 43.4471 | 25.5 | 0 | 21.7236 | 0 | 0 | 0 | 196.2312 | 0
434 | 0 | 124.6 | 480.3 | 42.658 | 27.3 | 0 | 21.329 | 0 | 0 | 0 | 104.7394 | 0
435 | 0 | 135.3 | 499.7 | 40.6668 | 28.6 | 0 | 20.3334 | 0 | 0 | 0 | 75.795 | 0
436 | 0 | 143.8 | 516.6 | 42.1653 | 29.8 | 0 | 21.0826 | 0 | 0 | 0 | 77.0896 | 0
437 | 0 | 150.7 | 531.8 | 41.097 | 31.2 | 0 | 20.5485 | 0 | 0 | 0 | 78.6508 | 0
438 | 0 | 157.7 | 544.1 | 41.339 | 32.3 | 0 | 20.6695 | 0 | 0 | 0 | 85.3958 | 0
439 | 0 | 333.3 | 1157.7 | 61.916 | 44.9 | 0 | 30.958 | 0 | 56.3 | 42.9 | 112.604 | 0
440 | 0.7 | 385.3 | 1109.1 | 100.9718 | 103 | 0 | 50.4859 | 0 | 37.6 | 43 | 161.221 | 0
441 | 2.1 | 378.7 | 498.9 | 161.6484 | 114.7 | 0 | 80.8242 | 0 | 0 | 43.2 | 141.3332 | 0
442 | 3.5 | 352.8 | 519.2 | 231.7817 | 146.3 | 0 | 115.8909 | 0 | 0 | 43.4 | 134.7936 | 0
443 | 3.5 | 276.9 | 455.2 | 236.7572 | 141.1 | 0 | 118.3786 | 0 | 0 | 43.4 | 125.2269 | 0
444 | 2.8 | 199.4 | 380.3 | 223.293 | 114.2 | 0 | 111.6465 | 0 | 0 | 43.3 | 269.3145 | 0
445 | 1.4 | 185.2 | 877.6 | 225.8951 | 79.6 | 0 | 112.9475 | 0 | 75.1 | 43.1 | 148.8283 | 0
446 | 2.1 | 201.4 | 835 | 223.3162 | 79.9 | 0 | 111.6581 | 0 | 37.6 | 43.2 | 98.0377 | 0
447 | 3.5 | 217.2 | 301.2 | 226.5044 | 102 | 0 | 113.2522 | 0 | 0 | 43.4 | 157.4188 | 0
448 | 2.8 | 226.8 | 374.2 | 271.0173 | 101.2 | 0 | 135.5087 | 0 | 0 | 43.3 | 117.633 | 0
449 | 2.1 | 231.8 | 401.6 | 303.6983 | 87 | 0 | 151.8492 | 0 | 0 | 43.2 | 222.3283 | 0
450 | 0.7 | 240.6 | 950.9 | 224.6207 | 56.2 | 0 | 112.3103 | 0 | 37.6 | 43 | 220.4597 | 0
451 | 0 | 188 | 902.3 | 128.3547 | 8.8 | 0 | 64.1774 | 0 | 75.1 | 42.9 | 259.3284 | 0
452 | 0 | 153.4 | 800.9 | 69.2934 | 3.2 | 0 | 34.6467 | 0 | 75.1 | 42.9 | 277.2676 | 0
453 | 0 | 165.5 | 836.9 | 48.2918 | 7.1 | 0 | 24.1459 | 0 | 75.1 | 42.9 | 339.7425 | 0
454 | 0 | 172.6 | 853.1 | 41.8687 | 11.3 | 0 | 20.9343 | 0 | 93.9 | 42.9 | 235.9724 | 0
455 | 0 | 60.7 | 311.7 | 40.1691 | 15.1 | 0 | 20.0845 | 0 | 0 | 0 | 184.3985 | 0
456 | 0 | 84.8 | 391.8 | 43.2001 | 18.6 | 0 | 21.6 | 0 | 0 | 0 | 168.6764 | 0
457 | 0 | 97.9 | 414.3 | 43.9535 | 21.8 | 0 | 21.9768 | 0 | 0 | 0 | 130.1727 | 0
458 | 0 | 109.4 | 434.8 | 42.7864 | 25.1 | 0 | 21.3932 | 0 | 0 | 0 | 98.7534 | 0
459 | 0 | 119.2 | 452.7 | 44.1993 | 28.1 | 0 | 22.0996 | 0 | 0 | 0 | 95.7533 | 0
460 | 0 | 127.2 | 466.9 | 41.4806 | 30.4 | 0 | 20.7403 | 0 | 0 | 0 | 104.1336 | 0
461 | 0 | 134.1 | 479.5 | 40.818 | 32.3 | 0 | 20.409 | 0 | 0 | 0 | 86.222 | 0
462 | 0 | 141.2 | 490.6 | 42.6986 | 34.3 | 0 | 21.3493 | 0 | 0 | 0 | 91.9371 | 0
463 | 0 | 312.1 | 1085.4 | 47.0534 | 47.3 | 0 | 23.5267 | 0 | 56.3 | 42.9 | 92.5306 | 0
464 | 0 | 335.3 | 1042.5 | 64.3154 | 49.1 | 0 | 32.1577 | 0 | 37.6 | 42.9 | 110.296 | 0
465 | 0 | 328.7 | 452.5 | 74.1164 | 48.2 | 0 | 37.0582 | 0 | 0 | 42.9 | 107.7615 | 0
466 | 0 | 336.2 | 518.4 | 73.3884 | 37.4 | 0 | 36.6942 | 0 | 0 | 42.9 | 252.7223 | 0
467 | 0 | 313.1 | 505.4 | 69.4295 | 27.7 | 0 | 34.7147 | 0 | 0 | 42.9 | 192.4072 | 0
468 | 0 | 285.7 | 487.1 | 62.1608 | 19.2 | 0 | 31.0804 | 0 | 0 | 42.9 | 180.426 | 0
469 | 0 | 273 | 1039.7 | 59.1868 | 20.2 | 0 | 29.5934 | 0 | 75.1 | 42.9 | 173.5315 | 0
470 | 0 | 261.4 | 958.6 | 57.5142 | 22.6 | 0 | 28.7571 | 0 | 37.6 | 42.9 | 172.4209 | 0
471 | 0 | 262.8 | 379.2 | 63.8911 | 22.3 | 0 | 31.9456 | 0 | 0 | 42.9 | 143.5721 | 0
472 | 0 | 258.3 | 440.4 | 68.9856 | 21.2 | 0 | 34.4928 | 0 | 0 | 42.9 | 120.4453 | 0
473 | 0 | 259.1 | 458.2 | 71.5301 | 27.9 | 0 | 35.7651 | 0 | 0 | 42.9 | 124.6999 | 0
474 | 0 | 270.4 | 1039.1 | 73.7879 | 32.7 | 0 | 36.8939 | 0 | 37.6 | 42.9 | 176.1011 | 0
475 | 0 | 232.2 | 981.5 | 68.4061 | 32.5 | 0 | 34.203 | 0 | 75.1 | 42.9 | 281.1273 | 0
476 | 0 | 192.4 | 881.6 | 61.9569 | 20.7 | 0 | 30.9785 | 0 | 75.1 | 42.9 | 319.6055 | 0
477 | 0 | 205.4 | 923.2 | 49.216 | 24.3 | 0 | 24.608 | 0 | 75.1 | 42.9 | 293.5098 | 0
478 | 0 | 213.1 | 946.7 | 42.4981 | 25.8 | 0 | 21.2491 | 0 | 93.9 | 42.9 | 334.8551 | 0
479 | 0 | 107.9 | 386 | 41.1899 | 26.9 | 0 | 20.595 | 0 | 0 | 0 | 174.9941 | 0
480 | 0 | 133.8 | 471.3 | 40.9646 | 27.8 | 0 | 20.4823 | 0 | 0 | 0 | 176.127 | 0
481 | 0 | 144.4 | 495 | 43.3544 | 29 | 0 | 21.6772 | 0 | 0 | 0 | 126.6347 | 0
482 | 0 | 154.7 | 518.3 | 42.8753 | 30 | 0 | 21.4376 | 0 | 0 | 0 | 93.0034 | 0
483 | 0 | 164 | 540.1 | 39.861 | 30.8 | 0 | 19.9305 | 0 | 0 | 0 | 81.6099 | 0
484 | 0 | 171 | 558.6 | 41.7503 | 31.7 | 0 | 20.8751 | 0 | 0 | 0 | 80.7798 | 0
485 | 0 | 177.4 | 576.8 | 42.2096 | 32.6 | 0 | 21.1048 | 0 | 0 | 0 | 77.2045 | 0
486 | 0 | 182.8 | 589.6 | 43.9563 | 33.3 | 0 | 21.9782 | 0 | 0 | 0 | 80.663 | 0
487 | 0 | 359.4 | 1208.8 | 57.3347 | 46.2 | 0 | 28.6674 | 0 | 56.3 | 42.9 | 98.7527 | 0
488 | 0 | 363.4 | 1161.6 | 75.5978 | 46.7 | 0 | 37.7989 | 0 | 37.6 | 42.9 | 155.0042 | 0
489 | 0 | 338.4 | 537.4 | 82.1493 | 46.6 | 0 | 41.0746 | 0 | 0 | 42.9 | 195.7651 | 0
490 | 0 | 285 | 532.9 | 74.0039 | 45.4 | 0 | 37.002 | 0 | 0 | 42.9 | 172.0274 | 0
491 | 0 | 218.6 | 459.9 | 70.3459 | 43.1 | 0 | 35.1729 | 0 | 0 | 42.9 | 194.8181 | 0
492 | 0 | 157.4 | 387.7 | 67.6195 | 40.8 | 0 | 33.8098 | 0 | 0 | 42.9 | 109.8163 | 0
493 | 0 | 112.5 | 826.7 | 65.0809 | 39.2 | 0 | 32.5405 | 0 | 75.1 | 42.9 | 173.9781 | 0
494 | 0 | 73.3 | 693.2 | 64.7843 | 38.1 | 0 | 32.3922 | 0 | 37.6 | 42.9 | 303.1934 | 0
495 | 0 | 54.7 | 151.9 | 69.5745 | 37.8 | 0 | 34.7873 | 0 | 0 | 42.9 | 117.4027 | 0
496 | 0 | 56.8 | 201.3 | 78.221 | 38.3 | 0 | 39.1105 | 0 | 0 | 42.9 | 116.7273 | 0
497 | 0 | 78.5 | 237.8 | 82.0542 | 39.2 | 0 | 41.0271 | 0 | 0 | 42.9 | 110.0561 | 0
498 | 0 | 122.2 | 768.2 | 79.2277 | 40.5 | 0 | 39.6138 | 0 | 37.6 | 42.9 | 162.566 | 0
499 | 0 | 130.3 | 707.8 | 74.4242 | 39.6 | 0 | 37.2121 | 0 | 75.1 | 42.9 | 168.8198 | 0
500 | 0 | 91.5 | 617.9 | 63.0116 | 27.8 | 0 | 31.5058 | 0 | 75.1 | 42.9 | 270.8667 | 0
501 | 0 | 108.7 | 662.2 | 51.2531 | 30.5 | 0 | 25.6266 | 0 | 75.1 | 42.9 | 171.5941 | 0
502 | 0 | 119.9 | 681.4 | 42.7805 | 30.6 | 0 | 21.3902 | 0 | 93.9 | 42.9 | 184.8492 | 0
503 | 0 | 13.3 | 187 | 44.0713 | 31.4 | 0 | 22.0356 | 0 | 0 | 0 | 186.9391 | 0
504 | 0 | 34.5 | 265.6 | 42.8669 | 32.2 | 0 | 21.4335 | 0 | 0 | 0 | 175.4775 | 0
505 | 0 | 51.6 | 291.8 | 41.4791 | 33.2 | 0 | 20.7395 | 0 | 0 | 0 | 113.8026 | 0
506 | 0 | 65.7 | 314.4 | 40.3848 | 34.2 | 0 | 20.1924 | 0 | 0 | 0 | 98.3959 | 0
507 | 0 | 78.4 | 336.8 | 40.3888 | 35.4 | 0 | 20.1944 | 0 | 0 | 0 | 97.6768 | 0
508 | 0 | 88.6 | 355.6 | 44.7048 | 36.3 | 0 | 22.3524 | 0 | 0 | 0 | 96.4655 | 0
509 | 0 | 97.6 | 373 | 39.098 | 36.8 | 0 | 19.549 | 0 | 0 | 0 | 114.5356 | 0
510 | 0 | 105.3 | 383.8 | 43.2584 | 37.5 | 0 | 21.6292 | 0 | 0 | 0 | 100.1904 | 0
511 | 0 | 270.5 | 931.1 | 54.0967 | 51.9 | 0 | 27.0483 | 0 | 56.3 | 42.9 | 148.5089 | 0
512 | 0.7 | 316.1 | 897.7 | 105.4009 | 113.2 | 0 | 52.7005 | 0 | 37.6 | 43 | 169.2077 | 0
513 | 2.1 | 309.3 | 349.7 | 216.4787 | 116.9 | 0 | 108.2393 | 0 | 0 | 43.2 | 142.4287 | 0
514 | 3.5 | 308.7 | 399.7 | 344.3679 | 137.4 | 0 | 172.184 | 0 | 0 | 43.4 | 245.9799 | 0
515 | 3.5 | 296.5 | 397.4 | 386.7712 | 124.1 | 0 | 193.3856 | 0 | 0 | 43.4 | 228.9908 | 0
516 | 2.8 | 284.1 | 401.6 | 347.6776 | 94.4 | 0 | 173.8388 | 0 | 0 | 43.3 | 243.3615 | 0
517 | 1.4 | 269.3 | 934.3 | 305.4655 | 60.6 | 0 | 152.7328 | 0 | 75.1 | 43.1 | 336.2403 | 0
518 | 2.1 | 247.1 | 844.1 | 277.3307 | 55.2 | 0 | 138.6654 | 0 | 37.6 | 43.2 | 269.2478 | 0
519 | 3.5 | 222.3 | 265.1 | 315.9198 | 66.9 | 0 | 157.9599 | 0 | 0 | 43.4 | 116.2388 | 0
520 | 2.8 | 189.1 | 292.2 | 308.5688 | 66 | 0 | 154.2844 | 0 | 0 | 43.3 | 166.7792 | 0
521 | 2.1 | 176.8 | 298.8 | 239.7511 | 58.1 | 0 | 119.8755 | 0 | 0 | 43.2 | 222.1251 | 0
522 | 0.7 | 188 | 807.5 | 137.6 | 43 | 0 | 68.8 | 0 | 37.6 | 43 | 239.4763 | 0
523 | 0 | 148 | 764.2 | 87.1136 | 1.6 | 0 | 43.5568 | 0 | 75.1 | 42.9 | 311.6898 | 0
524 | 0 | 121.3 | 682.3 | 55.5589 | 0 | 0 | 27.7794 | 0 | 75.1 | 42.9 | 477.7985 | 0
525 | 0 | 139.6 | 734.6 | 43.8943 | 0.9 | 0 | 21.9472 | 0 | 75.1 | 42.9 | 311.4291 | 0
526 | 0 | 153.2 | 765.6 | 43.908 | 2.1 | 0 | 21.954 | 0 | 93.9 | 42.9 | 287.2438 | 0
527 | 0 | 48.7 | 259 | 40.9761 | 3.2 | 0 | 20.488 | 0 | 0 | 0 | 199.9926 | 0
528 | 0 | 78.3 | 352.5 | 38.8104 | 5.3 | 0 | 19.4052 | 0 | 0 | 0 | 166.5052 | 0
529 | 0 | 97.3 | 390.3 | 42.2505 | 9.3 | 0 | 21.1252 | 0 | 0 | 0 | 139.5575 | 0
530 | 0 | 115.4 | 428.5 | 41.1224 | 13.3 | 0 | 20.5612 | 0 | 0 | 0 | 117.2025 | 0
531 | 0 | 131.8 | 464.4 | 42.1216 | 16.3 | 0 | 21.0608 | 0 | 0 | 0 | 101.5008 | 0
532 | 0 | 145.3 | 494.4 | 41.7661 | 18.9 | 0 | 20.883 | 0 | 0 | 0 | 91.0975 | 0
533 | 0 | 156.5 | 519.4 | 41.092 | 21.5 | 0 | 20.546 | 0 | 0 | 0 | 93.6043 | 0
534 | 0 | 167 | 538.9 | 43.1874 | 23.9 | 0 | 21.5937 | 0 | 0 | 0 | 133.3826 | 0
535 | 0 | 342.4 | 1125.8 | 60.702 | 37.6 | 0 | 30.351 | 0 | 56.3 | 42.9 | 151.0983 | 0
536 | 0.7 | 400.5 | 1096.5 | 105.0117 | 92.6 | 0 | 52.5058 | 0 | 37.6 | 43 | 183.6602 | 0
537 | 2.1 | 395 | 503.8 | 218.8189 | 106.8 | 0 | 109.4095 | 0 | 0 | 43.2 | 312.8561 | 0
538 | 3.5 | 369 | 521.6 | 314.1238 | 136.8 | 0 | 157.0619 | 0 | 0 | 43.4 | 241.1416 | 0
539 | 3.5 | 316.4 | 477.6 | 372.5628 | 137.4 | 0 | 186.2814 | 0 | 0 | 43.4 | 154.198 | 0
540 | 2.8 | 267.5 | 438.6 | 335.0244 | 115.1 | 0 | 167.5122 | 0 | 0 | 43.3 | 193.118 | 0
541 | 1.4 | 224.7 | 919.3 | 313.7339 | 81.9 | 0 | 156.867 | 0 | 75.1 | 43.1 | 183.2754 | 0
542 | 2.1 | 198.5 | 806 | 283.0243 | 84.7 | 0 | 141.5122 | 0 | 37.6 | 43.2 | 168.1796 | 0
543 | 3.5 | 196.1 | 261.2 | 249.0655 | 111.2 | 0 | 124.5327 | 0 | 0 | 43.4 | 154.9798 | 0
544 | 2.8 | 192.7 | 321.6 | 276.0718 | 110 | 0 | 138.0359 | 0 | 0 | 43.3 | 126.3106 | 0
545 | 2.1 | 201.4 | 355.7 | 282.0784 | 91.1 | 0 | 141.0392 | 0 | 0 | 43.2 | 161.2271 | 0
546 | 0.7 | 222.6 | 893.7 | 229.0079 | 56.9 | 0 | 114.504 | 0 | 37.6 | 43 | 170.8824 | 0
547 | 0 | 179.5 | 859.2 | 133.9739 | 8.3 | 0 | 66.987 | 0 | 75.1 | 42.9 | 273.3154 | 0
548 | 0 | 153.6 | 790.6 | 70.4649 | 3.1 | 0 | 35.2325 | 0 | 75.1 | 42.9 | 223.2948 | 0
549 | 0 | 179.5 | 858 | 43.6383 | 7.3 | 0 | 21.8192 | 0 | 75.1 | 42.9 | 256.4043 | 0
550 | 0 | 199.9 | 911.2 | 42.4253 | 12.5 | 0 | 21.2126 | 0 | 93.9 | 42.9 | 190.0528 | 0
551 | 0 | 89.9 | 396.8 | 42.125 | 17.3 | 0 | 21.0625 | 0 | 0 | 0 | 180.5606 | 0
552 | 0 | 127.8 | 509.3 | 39.5849 | 21.7 | 0 | 19.7924 | 0 | 0 | 0 | 149.5742 | 0
553 | 0 | 151.7 | 556 | 41.7391 | 26.6 | 0 | 20.8696 | 0 | 0 | 0 | 97.9142 | 0
554 | 0 | 173.9 | 602.7 | 41.9173 | 30.8 | 0 | 20.9587 | 0 | 0 | 0 | 78.528 | 0
555 | 0 | 194.2 | 647.8 | 45.1622 | 34.3 | 0 | 22.5811 | 0 | 0 | 0 | 80.1877 | 0
556 | 0 | 210.5 | 683.8 | 41.5798 | 37.4 | 0 | 20.7899 | 0 | 0 | 0 | 84.6838 | 0
557 | 0 | 223.9 | 713.5 | 40.5255 | 40.4 | 0 | 20.2627 | 0 | 0 | 0 | 95.034 | 0
558 | 0 | 237.2 | 740.2 | 42.7377 | 43.3 | 0 | 21.3688 | 0 | 0 | 0 | 96.3473 | 0
559 | 0 | 426.4 | 1357.9 | 68.3001 | 57.9 | 0 | 34.1501 | 0 | 56.3 | 42.9 | 142.2926 | 0
560 | 0.7 | 497.4 | 1325.5 | 121.18 | 121.4 | 0 | 60.59 | 0 | 37.6 | 43 | 148.569 | 0
561 | 2.1 | 493.5 | 699.5 | 213.2695 | 140.6 | 0 | 106.6347 | 0 | 0 | 43.2 | 206.5205 | 0
562 | 3.5 | 466 | 705.9 | 308.8871 | 190.8 | 0 | 154.4435 | 0 | 0 | 43.4 | 152.595 | 0
563 | 3.5 | 397.6 | 645.8 | 324.6593 | 197.5 | 0 | 162.3297 | 0 | 0 | 43.4 | 225.5466 | 0
564 | 2.8 | 326.8 | 587.5 | 333.2752 | 167.5 | 0 | 166.6376 | 0 | 0 | 43.3 | 198.9424 | 0
565 | 1.4 | 264.9 | 1081.4 | 294.5491 | 119.1 | 0 | 147.2746 | 0 | 75.1 | 43.1 | 166.2409 | 0
566 | 2.1 | 232.1 | 937.5 | 256.1841 | 129.9 | 0 | 128.0921 | 0 | 37.6 | 43.2 | 212.0035 | 0
567 | 3.5 | 229.8 | 362.2 | 250.0529 | 173 | 0 | 125.0265 | 0 | 0 | 43.4 | 149.8575 | 0
568 | 2.8 | 226.9 | 430.9 | 247.2512 | 172.6 | 0 | 123.6256 | 0 | 0 | 43.3 | 181.7637 | 0
569 | 2.1 | 235 | 471.6 | 304.4496 | 141.7 | 0 | 152.2248 | 0 | 0 | 43.2 | 149.0348 | 0
570 | 0.7 | 267.4 | 1039.5 | 256.6375 | 89.4 | 0 | 128.3188 | 0 | 37.6 | 43 | 205.0667 | 0
571 | 0 | 214.7 | 1010.7 | 152.3827 | 33.1 | 0 | 76.1913 | 0 | 75.1 | 42.9 | 489.416 | 0
572 | 0 | 182.3 | 926.5 | 92.0882 | 28.8 | 0 | 46.0441 | 0 | 75.1 | 42.9 | 296.3389 | 0
573 | 0 | 205.6 | 981 | 60.3757 | 35.4 | 0 | 30.1878 | 0 | 75.1 | 42.9 | 234.5501 | 0
574 | 0 | 223.6 | 1027.3 | 42.9376 | 39.6 | 0 | 21.4688 | 0 | 93.9 | 42.9 | 178.14 | 0
575 | 0 | 102.6 | 482.2 | 42.0137 | 43.9 | 0 | 21.0069 | 0 | 0 | 0 | 159.5704 | 0
576 | 0 | 138.7 | 585.2 | 41.4314 | 47 | 0 | 20.7157 | 0 | 0 | 0 | 132.8386 | 0
577 | 0 | 158.7 | 617.2 | 42.0754 | 49.6 | 0 | 21.0377 | 0 | 0 | 0 | 100.4277 | 0
578 | 0 | 174.8 | 643.8 | 40.598 | 50.7 | 0 | 20.299 | 0 | 0 | 0 | 84.8084 | 0
579 | 0 | 188.7 | 668.5 | 43.4254 | 52.5 | 0 | 21.7127 | 0 | 0 | 0 | 81.4872 | 0
580 | 0 | 199.5 | 687 | 40.9172 | 53.2 | 0 | 20.4586 | 0 | 0 | 0 | 77.0873 | 0
581 | 0 | 209.1 | 704.5 | 40.2413 | 53.4 | 0 | 20.1206 | 0 | 0 | 0 | 78.6455 | 0
582 | 0 | 218.2 | 719.4 | 40.148 | 54.7 | 0 | 20.074 | 0 | 0 | 0 | 88.1222 | 0
583 | 0 | 401.8 | 1333.8 | 48.1592 | 70 | 0 | 24.0796 | 0 | 56.3 | 42.9 | 99.5943 | 0
584 | 0.7 | 465 | 1290.7 | 77.4893 | 137.6 | 0 | 38.7447 | 0 | 37.6 | 43 | 181.3833 | 0
585 | 2.1 | 460.6 | 662 | 158.0416 | 152.3 | 0 | 79.0208 | 0 | 0 | 43.2 | 178.6245 | 0
586 | 3.5 | 449.4 | 686.6 | 289.0935 | 200.6 | 0 | 144.5468 | 0 | 0 | 43.4 | 229.7152 | 0
587 | 3.5 | 405.1 | 644.9 | 338.6108 | 201.6 | 0 | 169.3054 | 0 | 0 | 43.4 | 116.4033 | 0
588 | 2.8 | 354.9 | 606.3 | 301.8921 | 169 | 0 | 150.946 | 0 | 0 | 43.3 | 191.8565 | 0
589 | 1.4 | 308.6 | 1148.1 | 272.8015 | 119.3 | 0 | 136.4008 | 0 | 75.1 | 43.1 | 219.8283 | 0
590 | 2.1 | 286.5 | 1027.8 | 246.526 | 126.8 | 0 | 123.263 | 0 | 37.6 | 43.2 | 241.3156 | 0
591 | 3.5 | 287.2 | 428.2 | 264.019 | 163 | 0 | 132.0095 | 0 | 0 | 43.4 | 174.7733 | 0
592 | 2.8 | 283 | 491.6 | 275.0184 | 160.1 | 0 | 137.5092 | 0 | 0 | 43.3 | 156.1288 | 0
593 | 2.1 | 284.5 | 520.9 | 262.5738 | 133.3 | 0 | 131.2869 | 0 | 0 | 43.2 | 190.5249 | 0
594 | 0.7 | 300.7 | 1112.6 | 144.6569 | 86.1 | 0 | 72.3285 | 0 | 37.6 | 43 | 314.5243 | 0
595 | 0 | 242.7 | 1075.9 | 90.4871 | 30.8 | 0 | 45.2436 | 0 | 75.1 | 42.9 | 321.0475 | 0
596 | 0 | 209.6 | 974.5 | 52.6534 | 25.8 | 0 | 26.3267 | 0 | 75.1 | 42.9 | 204.9423 | 0
597 | 0 | 222.9 | 1014.2 | 44.5916 | 31.1 | 0 | 22.2958 | 0 | 75.1 | 42.9 | 230.1985 | 0
598 | 0 | 231 | 1040.6 | 41.2113 | 34.6 | 0 | 20.6057 | 0 | 93.9 | 42.9 | 293.3499 | 0
599 | 0 | 118 | 466 | 41.5027 | 37.4 | 0 | 20.7513 | 0 | 0 | 0 | 166.1908 | 0
600 | 0 | 144.5 | 556.4 | 40.9284 | 40.1 | 0 | 20.4642 | 0 | 0 | 0 | 146.8107 | 0
601 | 0 | 157.8 | 580.7 | 43.6238 | 42.4 | 0 | 21.8119 | 0 | 0 | 0 | 113.2046 | 0
602 | 0 | 168.9 | 601 | 44.1525 | 45 | 0 | 22.0762 | 0 | 0 | 0 | 98.5173 | 0
603 | 0 | 179 | 620.5 | 41.5488 | 48.2 | 0 | 20.7744 | 0 | 0 | 0 | 95.6324 | 0
604 | 0 | 188.4 | 641.7 | 42.2939 | 50.9 | 0 | 21.1469 | 0 | 0 | 0 | 80.3029 | 0
605 | 0 | 196.2 | 661.1 | 39.5219 | 51.8 | 0 | 19.761 | 0 | 0 | 0 | 80.4217 | 0
606 | 0 | 203 | 674.7 | 43.2581 | 52.8 | 0 | 21.629 | 0 | 0 | 0 | 91.2188 | 0
607 | 0 | 383.7 | 1303.5 | 67.2033 | 68.3 | 0 | 33.6016 | 0 | 56.3 | 42.9 | 105.1029 | 0
608 | 0.7 | 443.6 | 1252.6 | 113.7078 | 136 | 0 | 56.8539 | 0 | 37.6 | 43 | 107.2699 | 0
609 | 2.1 | 427.5 | 604.5 | 206.8376 | 145.9 | 0 | 103.4188 | 0 | 0 | 43.2 | 117.7629 | 0
610 | 3.5 | 367.5 | 574 | 238.2504 | 166.9 | 0 | 119.1252 | 0 | 0 | 43.4 | 105.4598 | 0
611 | 3.5 | 265.6 | 473.7 | 244.757 | 136.6 | 0 | 122.3785 | 0 | 0 | 43.4 | 83.9702 | 0
612 | 2.8 | 171.3 | 378.3 | 243.5312 | 87.6 | 0 | 121.7656 | 0 | 0 | 43.3 | 123.6722 | 0
613 | 1.4 | 95 | 785.9 | 246.9884 | 43.3 | 0 | 123.4942 | 0 | 75.1 | 43.1 | 150.9545 | 0
614 | 2.1 | 46.9 | 632.9 | 248.1804 | 30.4 | 0 | 124.0902 | 0 | 37.6 | 43.2 | 127.6024 | 0
615 | 3.5 | 28 | 92.6 | 248.2442 | 36.4 | 0 | 124.1221 | 0 | 0 | 43.4 | 151.8609 | 0
616 | 2.8 | 26.4 | 131 | 298.1554 | 35 | 0 | 149.0777 | 0 | 0 | 43.3 | 145.5126 | 0
617 | 2.1 | 40.7 | 175.7 | 310.5916 | 32.9 | 0 | 155.2958 | 0 | 0 | 43.2 | 173.9714 | 0
618 | 0.7 | 90 | 703 | 223.2688 | 28.6 | 0 | 111.6344 | 0 | 37.6 | 43 | 212.7904 | 0
619 | 0 | 58.1 | 640.3 | 129.3133 | 0 | 0 | 64.6567 | 0 | 75.1 | 42.9 | 340.5389 | 0
620 | 0 | 30.6 | 554.4 | 96.0633 | 0 | 0 | 48.0316 | 0 | 75.1 | 42.9 | 191.7055 | 0
621 | 0 | 53.3 | 598.2 | 66.2813 | 0 | 0 | 33.1406 | 0 | 75.1 | 42.9 | 192.5744 | 0
622 | 0 | 71 | 618.1 | 45.6999 | 0 | 0 | 22.85 | 0 | 93.9 | 42.9 | 183.477 | 0
623 | 0 | 0 | 143.7 | 44.1568 | 0.7 | 0 | 22.0784 | 0 | 0 | 0 | 171.909 | 0
624 | 0 | 3.3 | 218 | 41.7683 | 2.4 | 0 | 20.8841 | 0 | 0 | 0 | 165.7422 | 0
625 | 0 | 12.9 | 247.5 | 41.3393 | 4.2 | 0 | 20.6697 | 0 | 0 | 0 | 116.8918 | 0
626 | 0 | 28.3 | 276 | 40.8264 | 6.4 | 0 | 20.4132 | 0 | 0 | 0 | 101.7392 | 0
627 | 0 | 46.9 | 302.6 | 44.8932 | 10.4 | 0 | 22.4466 | 0 | 0 | 0 | 98.9903 | 0
628 | 0 | 62.1 | 324.3 | 43.2568 | 16.1 | 0 | 21.6284 | 0 | 0 | 0 | 94.916 | 0
629 | 0 | 75.4 | 344.6 | 44.2696 | 21.5 | 0 | 22.1348 | 0 | 0 | 0 | 88.3644 | 0
630 | 0 | 87.1 | 359.3 | 41.3412 | 26.4 | 0 | 20.6706 | 0 | 0 | 0 | 90.8574 | 0
631 | 0 | 257.5 | 903.6 | 48.9519 | 44.6 | 0 | 24.476 | 0 | 56.3 | 42.9 | 112.7233 | 0
632 | 0 | 274.8 | 862.2 | 67.1639 | 47.5 | 0 | 33.582 | 0 | 37.6 | 42.9 | 221.0606 | 0
633 | 0 | 270.2 | 336.8 | 64.8885 | 46.5 | 0 | 32.4442 | 0 | 0 | 42.9 | 162.7314 | 0
634 | 0 | 270.1 | 392.7 | 64.409 | 37.6 | 0 | 32.2045 | 0 | 0 | 42.9 | 111.2675 | 0
635 | 0 | 257 | 389.8 | 60.5369 | 27.8 | 0 | 30.2684 | 0 | 0 | 42.9 | 147.0711 | 0
636 | 0 | 242.2 | 386.3 | 58.6879 | 18.3 | 0 | 29.3439 | 0 | 0 | 42.9 | 97.7951 | 0
637 | 0 | 233.6 | 884.1 | 56.0935 | 11.3 | 0 | 28.0467 | 0 | 75.1 | 42.9 | 101.74 | 0
638 | 0 | 224.6 | 823.4 | 54.7305 | 6.1 | 0 | 27.3652 | 0 | 37.6 | 42.9 | 163.8333 | 0
639 | 0 | 229.1 | 299.4 | 55.0295 | 4.2 | 0 | 27.5148 | 0 | 0 | 42.9 | 99.4704 | 0
640 | 0 | 226.5 | 363.3 | 58.1864 | 4.3 | 0 | 29.0932 | 0 | 0 | 42.9 | 76.8528 | 0
641 | 0 | 237.1 | 394.7 | 64.4828 | 7.4 | 0 | 32.2414 | 0 | 0 | 42.9 | 106.9132 | 0
642 | 0 | 240.7 | 911.6 | 68.5028 | 17.1 | 0 | 34.2514 | 0 | 37.6 | 42.9 | 177.0845 | 0
643 | 0 | 204.8 | 860.2 | 66.6349 | 20.4 | 0 | 33.3174 | 0 | 75.1 | 42.9 | 217.7444 | 0
644 | 0 | 171.1 | 774.1 | 52.5684 | 10.4 | 0 | 26.2842 | 0 | 75.1 | 42.9 | 257.6 | 0
645 | 0 | 188.3 | 829.3 | 42.2579 | 16.9 | 0 | 21.129 | 0 | 75.1 | 42.9 | 241.806 | 0
646 | 0 | 197 | 859.3 | 40.0017 | 21.9 | 0 | 20.0008 | 0 | 93.9 | 42.9 | 212.7776 | 0
647 | 0 | 93.9 | 329.8 | 40.523 | 27 | 0 | 20.2615 | 0 | 0 | 0 | 153.9597 | 0
648 | 0 | 122.1 | 427.5 | 42.1814 | 31.3 | 0 | 21.0907 | 0 | 0 | 0 | 129.3648 | 0
649 | 0 | 133.2 | 453.3 | 42.7324 | 35.4 | 0 | 21.3662 | 0 | 0 | 0 | 107.1486 | 0
650 | 0 | 143.7 | 478.2 | 40.58 | 38.9 | 0 | 20.29 | 0 | 0 | 0 | 86.8143 | 0
651 | 0 | 156.8 | 510 | 41.1645 | 42.4 | 0 | 20.5823 | 0 | 0 | 0 | 74.1619 | 0
652 | 0 | 166.5 | 533.5 | 42.4194 | 45.4 | 0 | 21.2097 | 0 | 0 | 0 | 75.9148 | 0
653 | 0 | 174.8 | 553.5 | 43.2847 | 48.1 | 0 | 21.6424 | 0 | 0 | 0 | 81.256 | 0
654 | 0 | 182.2 | 569.4 | 40.8986 | 51 | 0 | 20.4493 | 0 | 0 | 0 | 115.0138 | 0
655 | 0 | 358.2 | 1167.6 | 47.6149 | 65.7 | 0 | 23.8075 | 0 | 56.3 | 42.9 | 154.0531 | 0
656 | 0 | 363.2 | 1132.3 | 65.0909 | 68 | 0 | 32.5454 | 0 | 37.6 | 42.9 | 140.3179 | 0
657 | 0 | 346.8 | 536.1 | 68.7104 | 67.3 | 0 | 34.3552 | 0 | 0 | 42.9 | 151.4358 | 0
658 | 0 | 337.7 | 594.7 | 71.1951 | 59.3 | 0 | 35.5975 | 0 | 0 | 42.9 | 153.425 | 0
659 | 0 | 327.9 | 597.2 | 69.0709 | 50.2 | 0 | 34.5354 | 0 | 0 | 42.9 | 253.2272 | 0
660 | 0 | 319.1 | 599.9 | 71.2834 | 41.2 | 0 | 35.6417 | 0 | 0 | 42.9 | 147.1971 | 0
661 | 0 | 317.8 | 1183.9 | 67.9527 | 35.4 | 0 | 33.9763 | 0 | 75.1 | 42.9 | 183.5084 | 0
662 | 0 | 257.4 | 1021.2 | 67.2352 | 31.6 | 0 | 33.6176 | 0 | 37.6 | 42.9 | 94.9167 | 0
663 | 0 | 224.5 | 394.4 | 63.3987 | 30.2 | 0 | 31.6993 | 0 | 0 | 42.9 | 116.5398 | 0
664 | 0 | 215.7 | 443.3 | 66.0587 | 31.7 | 0 | 33.0294 | 0 | 0 | 42.9 | 143.2324 | 0
665 | 0 | 223.1 | 461.1 | 70.3044 | 34 | 0 | 35.1522 | 0 | 0 | 42.9 | 179.1975 | 0
666 | 0 | 250.2 | 1021.8 | 70.0629 | 41.2 | 0 | 35.0315 | 0 | 37.6 | 42.9 | 175.9977 | 0
667 | 0 | 240.7 | 981.1 | 63.7486 | 42.1 | 0 | 31.8743 | 0 | 75.1 | 42.9 | 238.8361 | 0
668 | 0 | 201.9 | 884.9 | 44.4367 | 32.4 | 0 | 22.2183 | 0 | 75.1 | 42.9 | 228.4713 | 0
669 | 0 | 214.9 | 928.7 | 42.5285 | 37.3 | 0 | 21.2642 | 0 | 75.1 | 42.9 | 298.7348 | 0
670 | 0 | 222.4 | 956 | 42.3196 | 39.3 | 0 | 21.1598 | 0 | 93.9 | 42.9 | 276.7862 | 0
671 | 0 | 115.6 | 401.5 | 40.6132 | 41.4 | 0 | 20.3066 | 0 | 0 | 0 | 148.5483 | 0
672 | 0 | 141.2 | 491 | 42.7693 | 43.4 | 0 | 21.3847 | 0 | 0 | 0 | 134.137 | 0
673 | 0 | 151.1 | 513.5 | 42.4839 | 45.4 | 0 | 21.2419 | 0 | 0 | 0 | 100.7868 | 0
674 | 0 | 160 | 533.3 | 41.7924 | 47.6 | 0 | 20.8962 | 0 | 0 | 0 | 90.5019 | 0
675 | 0 | 168.7 | 552.5 | 41.5578 | 49.3 | 0 | 20.7789 | 0 | 0 | 0 | 84.8072 | 0
676 | 0 | 176.1 | 569.9 | 42.6571 | 51.1 | 0 | 21.3286 | 0 | 0 | 0 | 81.4888 | 0
677 | 0 | 181.5 | 585 | 41.1242 | 52.3 | 0 | 20.5621 | 0 | 0 | 0 | 82.789 | 0
678 | 0 | 186.5 | 596.3 | 41.2358 | 53 | 0 | 20.6179 | 0 | 0 | 0 | 96.3495 | 0
679 | 0 | 364.4 | 1212.7 | 63.4675 | 68.7 | 0 | 31.7337 | 0 | 56.3 | 42.9 | 152.2522 | 0
680 | 0.7 | 422.7 | 1166.2 | 104.9708 | 136.7 | 0 | 52.4854 | 0 | 37.6 | 43 | 160.1803 | 0
681 | 2.1 | 415.6 | 548.9 | 196.0926 | 148.1 | 0 | 98.0463 | 0 | 0 | 43.2 | 116.4746 | 0
682 | 3.5 | 406.5 | 580.8 | 280.0137 | 190.2 | 0 | 140.0069 | 0 | 0 | 43.4 | 136.9872 | 0
683 | 3.5 | 365.6 | 546 | 311.8908 | 189.5 | 0 | 155.9454 | 0 | 0 | 43.4 | 260.0858 | 0
684 | 2.8 | 314.4 | 506 | 233.9385 | 159.5 | 0 | 116.9692 | 0 | 0 | 43.3 | 152.2932 | 0
685 | 1.4 | 273.9 | 1034.4 | 216.4474 | 110.3 | 0 | 108.2237 | 0 | 75.1 | 43.1 | 129.7724 | 0
686 | 2.1 | 249.8 | 925.1 | 226.9609 | 94 | 0 | 113.4804 | 0 | 37.6 | 43.2 | 202.1047 | 0
687 | 3.5 | 246.5 | 337.9 | 225.9722 | 105 | 0 | 112.9861 | 0 | 0 | 43.4 | 158.4201 | 0
688 | 2.8 | 241.6 | 394.7 | 258.4791 | 97.3 | 0 | 129.2395 | 0 | 0 | 43.3 | 99.7137 | 0
689 | 2.1 | 242 | 417.5 | 343.8553 | 79.9 | 0 | 171.9276 | 0 | 0 | 43.2 | 104.0137 | 0
690 | 0.7 | 255.1 | 992.2 | 269.4677 | 55.6 | 0 | 134.7338 | 0 | 37.6 | 43 | 112.8426 | 0
691 | 0 | 200.7 | 939 | 184.4959 | 7.1 | 0 | 92.248 | 0 | 75.1 | 42.9 | 181.2435 | 0
692 | 0 | 169.1 | 837.5 | 105.1998 | 3.5 | 0 | 52.5999 | 0 | 75.1 | 42.9 | 231.6927 | 0
693 | 0 | 181.7 | 874.3 | 58.0894 | 5.8 | 0 | 29.0447 | 0 | 75.1 | 42.9 | 195.8349 | 0
694 | 0 | 189 | 893 | 41.1013 | 10.1 | 0 | 20.5507 | 0 | 93.9 | 42.9 | 191.9796 | 0
695 | 0 | 81.9 | 340.4 | 41.4518 | 15.6 | 0 | 20.7259 | 0 | 0 | 0 | 202.4523 | 0
696 | 0 | 106.3 | 423.9 | 42.2384 | 20.7 | 0 | 21.1192 | 0 | 0 | 0 | 170.3121 | 0
697 | 0 | 118.6 | 448.2 | 40.7111 | 25.6 | 0 | 20.3556 | 0 | 0 | 0 | 101.4976 | 0
698 | 0 | 129.5 | 469.7 | 43.506 | 30.2 | 0 | 21.753 | 0 | 0 | 0 | 83.2687 | 0
699 | 0 | 139.2 | 488.8 | 41.2842 | 34.1 | 0 | 20.6421 | 0 | 0 | 0 | 82.4372 | 0
700 | 0 | 146.9 | 505 | 41.6111 | 37.5 | 0 | 20.8056 | 0 | 0 | 0 | 75.2072 | 0
701 | 0 | 155.2 | 525.5 | 41.5956 | 40.3 | 0 | 20.7978 | 0 | 0 | 0 | 76.3791 | 0
702 | 0 | 161.2 | 536.6 | 39.878 | 42.1 | 0 | 19.939 | 0 | 0 | 0 | 88.7166 | 0
703 | 0 | 334.5 | 1141.4 | 51.9185 | 56.5 | 0 | 25.9593 | 0 | 56.3 | 42.9 | 117.1196 | 0
704 | 0.7 | 388.4 | 1096.4 | 89.6163 | 119.1 | 0 | 44.8081 | 0 | 37.6 | 43 | 123.8699 | 0
705 | 2.1 | 383.9 | 492.4 | 152.9709 | 133.9 | 0 | 76.4855 | 0 | 0 | 43.2 | 252.0195 | 0
706 | 3.5 | 391.1 | 547.3 | 235.6025 | 162.5 | 0 | 117.8012 | 0 | 0 | 43.4 | 179.0953 | 0
707 | 3.5 | 377.7 | 547.6 | 299.3185 | 151.6 | 0 | 149.6593 | 0 | 0 | 43.4 | 187.9824 | 0
708 | 2.8 | 359.4 | 549.3 | 303.2799 | 111.6 | 0 | 151.64 | 0 | 0 | 43.3 | 131.7957 | 0
709 | 1.4 | 330.4 | 1120.6 | 288.5636 | 63.4 | 0 | 144.2818 | 0 | 75.1 | 43.1 | 167.226 | 0
710 | 2.1 | 275.3 | 960.3 | 270.532 | 59.7 | 0 | 135.266 | 0 | 37.6 | 43.2 | 122.6056 | 0
711 | 3.5 | 252.4 | 341.3 | 231.5161 | 78.6 | 0 | 115.7581 | 0 | 0 | 43.4 | 113.6782 | 0
712 | 2.8 | 233.6 | 381.8 | 239.2912 | 73.8 | 0 | 119.6456 | 0 | 0 | 43.3 | 133.5764 | 0
713 | 2.1 | 225.8 | 393.1 | 241.2198 | 60.2 | 0 | 120.6099 | 0 | 0 | 43.2 | 127.7519 | 0
714 | 0.7 | 237.6 | 947.6 | 199.8002 | 44.7 | 0 | 99.9001 | 0 | 37.6 | 43 | 285.1157 | 0
715 | 0 | 184.9 | 890.1 | 138.9668 | 1.4 | 0 | 69.4834 | 0 | 75.1 | 42.9 | 325.6785 | 0
716 | 0 | 149.2 | 779.5 | 89.5989 | 0 | 0 | 44.7995 | 0 | 75.1 | 42.9 | 359.249 | 0
717 | 0 | 159 | 807.4 | 58.8035 | 0.3 | 0 | 29.4017 | 0 | 75.1 | 42.9 | 280.7305 | 0
718 | 0 | 163.5 | 815.1 | 41.3567 | 1.9 | 0 | 20.6783 | 0 | 93.9 | 42.9 | 198.1928 | 0
719 | 0 | 53.3 | 270.2 | 41.9837 | 3.4 | 0 | 20.9918 | 0 | 0 | 0 | 182.6343 | 0
720 | 0 | 72.5 | 340.6 | 42.0397 | 4.6 | 0 | 21.0199 | 0 | 0 | 0 | 139.9821 | 0
721 | 0 | 81 | 353.2 | 42.5195 | 6.8 | 0 | 21.2598 | 0 | 0 | 0 | 96.9555 | 0
722 | 0 | 87.3 | 361.8 | 43.0588 | 9.9 | 0 | 21.5294 | 0 | 0 | 0 | 85.5149 | 0
723 | 0 | 92.5 | 368.6 | 42.3336 | 12.7 | 0 | 21.1668 | 0 | 0 | 0 | 87.526 | 0
724 | 0 | 96.9 | 374.2 | 43.9789 | 14.9 | 0 | 21.9895 | 0 | 0 | 0 | 86.8161 | 0
725 | 0 | 101.5 | 381.3 | 42.0057 | 17 | 0 | 21.0028 | 0 | 0 | 0 | 82.5543 | 0
726 | 0 | 105 | 383.4 | 41.3957 | 18.9 | 0 | 20.6979 | 0 | 0 | 0 | 87.6424 | 0
727 | 0 | 266.9 | 956.5 | 59.3824 | 33 | 0 | 29.6912 | 0 | 56.3 | 42.9 | 135.3549 | 0
728 | 0.7 | 310.6 | 914 | 105.8912 | 85.4 | 0 | 52.9456 | 0 | 37.6 | 43 | 110.2969 | 0
729 | 2.1 | 298.8 | 337.7 | 178.5612 | 97.8 | 0 | 89.2806 | 0 | 0 | 43.2 | 125.9974 | 0
730 | 3.5 | 282.5 | 368 | 239.3184 | 123.4 | 0 | 119.6592 | 0 | 0 | 43.4 | 93.2496 | 0
731 | 3.5 | 259.9 | 354.8 | 312.4288 | 119.5 | 0 | 156.2144 | 0 | 0 | 43.4 | 153.5136 | 0
732 | 2.8 | 228.3 | 330.6 | 276.312 | 98.1 | 0 | 138.156 | 0 | 0 | 43.3 | 129.7949 | 0
733 | 1.4 | 199.1 | 817.9 | 219.9331 | 68.1 | 0 | 109.9665 | 0 | 75.1 | 43.1 | 162.8858 | 0
734 | 2.1 | 185.5 | 742.8 | 207.6918 | 67.9 | 0 | 103.8459 | 0 | 37.6 | 43.2 | 215.0292 | 0
735 | 3.5 | 180.7 | 202.4 | 220.8508 | 87.8 | 0 | 110.4254 | 0 | 0 | 43.4 | 135.7329 | 0
736 | 2.8 | 175.9 | 249.5 | 198.8144 | 85.3 | 0 | 99.4072 | 0 | 0 | 43.3 | 105.6984 | 0
737 | 2.1 | 177.4 | 268.7 | 234.6448 | 71.6 | 0 | 117.3224 | 0 | 0 | 43.2 | 138.0385 | 0
738 | 0.7 | 182.9 | 791.9 | 158.4417 | 46.9 | 0 | 79.2208 | 0 | 37.6 | 43 | 161.4772 | 0
739 | 0 | 134.1 | 723.9 | 115.8211 | 2.2 | 0 | 57.9106 | 0 | 75.1 | 42.9 | 219.0695 | 0
740 | 0 | 105.8 | 628.6 | 84.5205 | 0.1 | 0 | 42.2603 | 0 | 75.1 | 42.9 | 262.154 | 0
741 | 0 | 120.1 | 669.1 | 58.6652 | 1.3 | 0 | 29.3326 | 0 | 75.1 | 42.9 | 201.1478 | 0
742 | 0 | 128.5 | 684.1 | 42.2418 | 2.6 | 0 | 21.1209 | 0 | 93.9 | 42.9 | 187.0206 | 0
743 | 0 | 30.3 | 179.9 | 41.4593 | 3.6 | 0 | 20.7296 | 0 | 0 | 0 | 183.6046 | 0
744 | 0 | 51.6 | 253.4 | 41.8541 | 5.8 | 0 | 20.9271 | 0 | 0 | 0 | 150.5045 | 0
745 | 0 | 65.6 | 280.6 | 41.6403 | 9.4 | 0 | 20.8201 | 0 | 0 | 0 | 107.6374 | 0
746 | 0 | 80.4 | 311.9 | 42.8583 | 12.4 | 0 | 21.4291 | 0 | 0 | 0 | 93.2469 | 0
747 | 0 | 94 | 341.6 | 41.683 | 15.9 | 0 | 20.8415 | 0 | 0 | 0 | 93.2462 | 0
748 | 0 | 105 | 365.4 | 42.5356 | 19 | 0 | 21.2678 | 0 | 0 | 0 | 92.2894 | 0
749 | 0 | 114.4 | 386.3 | 40.5283 | 21.2 | 0 | 20.2641 | 0 | 0 | 0 | 90.1446 | 0
750 | 0 | 122.9 | 400.5 | 40.4415 | 24.1 | 0 | 20.2207 | 0 | 0 | 0 | 111.0225 | 0
751 | 0 | 291.2 | 958.1 | 65.6713 | 37.8 | 0 | 32.8357 | 0 | 56.3 | 42.9 | 201.1741 | 0
752 | 0.7 | 343.4 | 937.2 | 109.5777 | 92 | 0 | 54.7889 | 0 | 37.6 | 43 | 144.5854 | 0
753 | 2.1 | 329.9 | 366.6 | 211.7735 | 104.3 | 0 | 105.8867 | 0 | 0 | 43.2 | 240.5924 | 0
754 | 3.5 | 287.5 | 376.1 | 390.582 | 124 | 0 | 195.291 | 0 | 0 | 43.4 | 164.8566 | 0
755 | 3.5 | 230.8 | 333.1 | 369.1047 | 112 | 0 | 184.5523 | 0 | 0 | 43.4 | 194.1678 | 0
756 | 2.8 | 179.9 | 291.4 | 350.7883 | 85.2 | 0 | 175.3941 | 0 | 0 | 43.3 | 176.3924 | 0
757 | 1.4 | 130.7 | 712.4 | 327.6625 | 53.6 | 0 | 163.8312 | 0 | 75.1 | 43.1 | 144.935 | 0
758 | 2.1 | 100.6 | 593.7 | 291.7115 | 52.1 | 0 | 145.8557 | 0 | 37.6 | 43.2 | 133.1867 | 0
759 | 3.5 | 88.5 | 94.3 | 279.4466 | 69 | 0 | 139.7233 | 0 | 0 | 43.4 | 105.8237 | 0
760 | 2.8 | 88.4 | 136.9 | 265.117 | 68.7 | 0 | 132.5585 | 0 | 0 | 43.3 | 120.3032 | 0
761 | 2.1 | 98.2 | 168.2 | 301.6008 | 59.4 | 0 | 150.8004 | 0 | 0 | 43.2 | 247.8119 | 0
762 | 0.7 | 125.8 | 667.9 | 247.4437 | 42.2 | 0 | 123.7218 | 0 | 37.6 | 43 | 124.6672 | 0
763 | 0 | 83.8 | 595.8 | 156.5911 | 0.7 | 0 | 78.2956 | 0 | 75.1 | 42.9 | 192.4486 | 0
764 | 0 | 52.3 | 515.4 | 91.6419 | 0 | 0 | 45.821 | 0 | 75.1 | 42.9 | 227.7738 | 0
765 | 0 | 73.4 | 562.1 | 58.8118 | 0 | 0 | 29.4059 | 0 | 75.1 | 42.9 | 262.8981 | 0
766 | 0 | 88.9 | 586.7 | 41.4949 | 0.8 | 0 | 20.7475 | 0 | 93.9 | 42.9 | 167.6033 | 0
767 | 0 | 0.4 | 122.7 | 41.931 | 2.4 | 0 | 20.9655 | 0 | 0 | 0 | 211.2034 | 0
768 | 0 | 7.9 | 194.3 | 42.6742 | 4.2 | 0 | 21.3371 | 0 | 0 | 0 | 142.0588 | 0
769 | 0 | 20.3 | 220 | 41.3976 | 7.8 | 0 | 20.6988 | 0 | 0 | 0 | 96.8308 | 0
770 | 0 | 35.4 | 241.5 | 40.9395 | 11.5 | 0 | 20.4698 | 0 | 0 | 0 | 91.7019 | 0
771 | 0 | 49.2 | 261.2 | 39.9918 | 15.1 | 0 | 19.9959 | 0 | 0 | 0 | 85.7475 | 0
772 | 0 | 60.3 | 277.7 | 41.0502 | 19.4 | 0 | 20.5251 | 0 | 0 | 0 | 78.6474 | 0
773 | 0 | 69.7 | 292 | 42.2307 | 23 | 0 | 21.1153 | 0 | 0 | 0 | 80.7808 | 0
774 | 0 | 77.8 | 300.7 | 40.9243 | 26.1 | 0 | 20.4622 | 0 | 0 | 0 | 106.431 | 0
775 | 0 | 242.8 | 825.7 | 57.3986 | 41.2 | 0 | 28.6993 | 0 | 56.3 | 42.9 | 132.3748 | 0
776 | 0.7 | 281.8 | 782.3 | 90.4704 | 96.7 | 0 | 45.2352 | 0 | 37.6 | 43 | 109.0881 | 0
777 | 2.1 | 274.5 | 275.5 | 158.0868 | 110.2 | 0 | 79.0434 | 0 | 0 | 43.2 | 183.9911 | 0
778 | 3.5 | 272.8 | 326.4 | 272.3937 | 131.6 | 0 | 136.1968 | 0 | 0 | 43.4 | 157.8591 | 0
779 | 3.5 | 260.8 | 324.3 | 314.3612 | 121 | 0 | 157.1806 | 0 | 0 | 43.4 | 119.6849 | 0
780 | 2.8 | 245.2 | 323.2 | 282.3667 | 89.5 | 0 | 141.1833 | 0 | 0 | 43.3 | 199.2673 | 0
781 | 1.4 | 227.6 | 800.9 | 241.0723 | 53.3 | 0 | 120.5361 | 0 | 75.1 | 43.1 | 195.2915 | 0
782 | 2.1 | 225.3 | 747.7 | 216.4635 | 54.1 | 0 | 108.2318 | 0 | 37.6 | 43.2 | 268.2722 | 0
783 | 3.5 | 225.5 | 234.3 | 198.7725 | 75.1 | 0 | 99.3863 | 0 | 0 | 43.4 | 115.9442 | 0
784 | 2.8 | 217 | 289.3 | 209.9592 | 77.1 | 0 | 104.9796 | 0 | 0 | 43.3 | 148.5214 | 0
785 | 2.1 | 209.2 | 302 | 273.74 | 64.4 | 0 | 136.87 | 0 | 0 | 43.2 | 332.8696 | 0
786 | 0.7 | 210.2 | 803.2 | 213.532 | 44.7 | 0 | 106.766 | 0 | 37.6 | 43 | 219.3052 | 0
787 | 0 | 158.9 | 743.8 | 127.0918 | 1 | 0 | 63.5459 | 0 | 75.1 | 42.9 | 228.9515 | 0
788 | 0 | 130.5 | 657.1 | 76.8112 | 0 | 0 | 38.4056 | 0 | 75.1 | 42.9 | 284.7153 | 0
789 | 0 | 143.6 | 701.3 | 57.1051 | 0.1 | 0 | 28.5525 | 0 | 75.1 | 42.9 | 394.2327 | 0
790 | 0 | 150.4 | 719.9 | 43.0659 | 1.4 | 0 | 21.533 | 0 | 93.9 | 42.9 | 213.2897 | 0
791 | 0 | 45.9 | 214.6 | 38.978 | 2.9 | 0 | 19.489 | 0 | 0 | 0 | 191.577 | 0
792 | 0 | 69.2 | 294.8 | 41.3359 | 4.7 | 0 | 20.668 | 0 | 0 | 0 | 126.0582 | 0
793 | 0 | 84.1 | 325.7 | 41.1893 | 9 | 0 | 20.5947 | 0 | 0 | 0 | 109.8098 | 0
794 | 0 | 99 | 358.3 | 41.7611 | 13.8 | 0 | 20.8806 | 0 | 0 | 0 | 91.5798 | 0
795 | 0 | 115.2 | 395.8 | 43.5819 | 18.2 | 0 | 21.791 | 0 | 0 | 0 | 87.7631 | 0
796 | 0 | 125.2 | 418.6 | 42.3274 | 21.8 | 0 | 21.1637 | 0 | 0 | 0 | 94.2044 | 0
797 | 0 | 132.8 | 435.3 | 41.472 | 25 | 0 | 20.736 | 0 | 0 | 0 | 92.7699 | 0
798 | 0 | 141.3 | 450.2 | 39.7975 | 28.1 | 0 | 19.8987 | 0 | 0 | 0 | 92.7686 | 0
799 | 0 | 312.2 | 1010.9 | 47.7857 | 43.5 | 0 | 23.8929 | 0 | 56.3 | 42.9 | 101.98 | 0
800 | 0 | 338.5 | 986.5 | 74.0551 | 45.1 | 0 | 37.0275 | 0 | 37.6 | 42.9 | 141.792 | 0
801 | 0 | 330.2 | 419.1 | 70.5976 | 45 | 0 | 35.2988 | 0 | 0 | 42.9 | 192.3955 | 0
802 | 0 | 321.6 | 464.1 | 66.6928 | 41.8 | 0 | 33.3464 | 0 | 0 | 42.9 | 205.7641 | 0
803 | 0 | 285.3 | 441.6 | 61.2311 | 37.1 | 0 | 30.6155 | 0 | 0 | 42.9 | 122.5603 | 0
804 | 0 | 252 | 421.5 | 59.7856 | 33.4 | 0 | 29.8928 | 0 | 0 | 42.9 | 187.2568 | 0
805 | 0 | 251.2 | 948.8 | 57.5452 | 29.9 | 0 | 28.7726 | 0 | 75.1 | 42.9 | 182.8094 | 0
806 | 0 | 242.9 | 880.9 | 54.4308 | 27 | 0 | 27.2154 | 0 | 37.6 | 42.9 | 218.4924 | 0
807 | 0 | 244.9 | 336.6 | 55.0339 | 25.7 | 0 | 27.5169 | 0 | 0 | 42.9 | 119.3928 | 0
808 | 0 | 232.7 | 390.7 | 59.7655 | 26.2 | 0 | 29.8827 | 0 | 0 | 42.9 | 136.4125 | 0
809 | 0 | 235.3 | 408 | 71.6835 | 30.1 | 0 | 35.8418 | 0 | 0 | 42.9 | 249.3648 | 0
810 | 0 | 248 | 936.4 | 76.3305 | 34.6 | 0 | 38.1653 | 0 | 37.6 | 42.9 | 165.0709 | 0
811 | 0 | 219.3 | 904.1 | 69.4487 | 35.5 | 0 | 34.7243 | 0 | 75.1 | 42.9 | 261.3088 | 0
812 | 0 | 189.8 | 825.8 | 51.7859 | 26 | 0 | 25.8929 | 0 | 75.1 | 42.9 | 366.2432 | 0
813 | 0 | 208 | 883.2 | 46.3275 | 31.8 | 0 | 23.1638 | 0 | 75.1 | 42.9 | 158.4448 | 0
814 | 0 | 220.4 | 926 | 39.8185 | 35.7 | 0 | 19.9093 | 0 | 93.9 | 42.9 | 234.6394 | 0
815 | 0 | 118.6 | 398.5 | 42.9085 | 38.9 | 0 | 21.4542 | 0 | 0 | 0 | 175.8179 | 0
816 | 0 | 147.7 | 499.4 | 42.4364 | 42.6 | 0 | 21.2182 | 0 | 0 | 0 | 133.2027 | 0
817 | 0 | 165 | 540 | 40.3999 | 47 | 0 | 20.2 | 0 | 0 | 0 | 116.326 | 0
818 | 0 | 182.5 | 582.4 | 41.9598 | 51.5 | 0 | 20.9799 | 0 | 0 | 0 | 87.8868 | 0
819 | 0 | 198.8 | 621.3 | 43.753 | 55.7 | 0 | 21.8765 | 0 | 0 | 0 | 80.4268 | 0
820 | 0 | 212.5 | 653.9 | 43.5767 | 59.1 | 0 | 21.7883 | 0 | 0 | 0 | 76.6139 | 0
821 | 0 | 223.8 | 681.6 | 43.1908 | 62.9 | 0 | 21.5954 | 0 | 0 | 0 | 85.6306 | 0
822 | 0 | 233.4 | 703.5 | 41.8383 | 65.4 | 0 | 20.9191 | 0 | 0 | 0 | 113.8016 | 0
823 | 0 | 421.1 | 1322 | 49.2495 | 82.4 | 0 | 24.6247 | 0 | 56.3 | 42.9 | 151.4588 | 0
824 | 0 | 431.1 | 1281.8 | 66.7954 | 86 | 0 | 33.3977 | 0 | 37.6 | 42.9 | 136.7523 | 0
825 | 0 | 390 | 637 | 65.9038 | 78.5 | 0 | 32.9519 | 0 | 0 | 42.9 | 118.9108 | 0
826 | 0 | 370 | 684.6 | 66.1948 | 70 | 0 | 33.0974 | 0 | 0 | 42.9 | 107.517 | 0
827 | 0 | 344.8 | 668 | 61.1037 | 60.1 | 0 | 30.5519 | 0 | 0 | 42.9 | 143.3366 | 0
828 | 0 | 319 | 645.6 | 60.2945 | 53.2 | 0 | 30.1472 | 0 | 0 | 42.9 | 293.7075 | 0
829 | 0 | 299.9 | 1192.6 | 60.2926 | 46.8 | 0 | 30.1463 | 0 | 75.1 | 42.9 | 168.6329 | 0
830 | 0 | 257.3 | 1045.3 | 57.5507 | 41.5 | 0 | 28.7754 | 0 | 37.6 | 42.9 | 128.5922 | 0
831 | 0 | 232.3 | 434 | 56.6923 | 38.3 | 0 | 28.3461 | 0 | 0 | 42.9 | 159.281 | 0
832 | 0 | 219.3 | 481.1 | 54.6238 | 37.9 | 0 | 27.3119 | 0 | 0 | 42.9 | 162.9253 | 0
833 | 0 | 234.4 | 507 | 64.8637 | 43.8 | 0 | 32.4318 | 0 | 0 | 42.9 | 209.4633 | 0
834 | 0 | 271.8 | 1063.9 | 71.9625 | 52.1 | 0 | 35.9812 | 0 | 37.6 | 42.9 | 312.9474 | 0
835 | 0 | 261.5 | 1027.9 | 67.8445 | 52.9 | 0 | 33.9223 | 0 | 75.1 | 42.9 | 197.3227 | 0
836 | 0 | 221.3 | 932.8 | 51.5578 | 41.3 | 0 | 25.7789 | 0 | 75.1 | 42.9 | 167.0646 | 0
837 | 0 | 235.4 | 978.5 | 43.4905 | 46.9 | 0 | 21.7452 | 0 | 75.1 | 42.9 | 195.5497 | 0
838 | 0 | 244.5 | 1012.5 | 42.773 | 51.3 | 0 | 21.3865 | 0 | 93.9 | 42.9 | 192.1047 | 0
839 | 0 | 128.6 | 457.4 | 42.4076 | 54.9 | 0 | 21.2038 | 0 | 0 | 0 | 165.1202 | 0
840 | 0 | 156.3 | 551.6 | 42.0469 | 57.8 | 0 | 21.0234 | 0 | 0 | 0 | 128.4341 | 0
841 | 0 | 167.7 | 573.6 | 41.9812 | 60 | 0 | 20.9906 | 0 | 0 | 0 | 89.6677 | 0
842 | 0 | 175.8 | 588.6 | 41.9074 | 62.1 | 0 | 20.9537 | 0 | 0 | 0 | 90.9768 | 0
843 | 0 | 181.8 | 599.4 | 41.4971 | 66 | 0 | 20.7485 | 0 | 0 | 0 | 80.5436 | 0
844 | 0 | 187 | 609.1 | 44.6744 | 69.6 | 0 | 22.3372 | 0 | 0 | 0 | 81.4934 | 0
845 | 0 | 192.2 | 619.5 | 40.774 | 71.1 | 0 | 20.387 | 0 | 0 | 0 | 79.1206 | 0
846 | 0 | 196.8 | 626.9 | 43.0114 | 72.7 | 0 | 21.5057 | 0 | 0 | 0 | 88.8375 | 0
847 | 0 | 377.7 | 1235.9 | 62.9589 | 91.1 | 0 | 31.4794 | 0 | 56.3 | 42.9 | 115.3808 | 0
848 | 0.7 | 433.8 | 1187.3 | 99.8022 | 163 | 0 | 49.9011 | 0 | 37.6 | 43 | 138.886 | 0
849 | 2.1 | 427.8 | 570.3 | 177.2831 | 162.7 | 0 | 88.6416 | 0 | 0 | 43.2 | 180.7622 | 0
850 | 3.5 | 442.4 | 632.7 | 288.3237 | 195.4 | 0 | 144.1618 | 0 | 0 | 43.4 | 121.4754 | 0
851 | 3.5 | 426.2 | 629.4 | 351.3728 | 174.5 | 0 | 175.6864 | 0 | 0 | 43.4 | 141.5394 | 0
852 | 2.8 | 395.4 | 618.3 | 310.6896 | 122.2 | 0 | 155.3448 | 0 | 0 | 43.3 | 139.0268 | 0
853 | 1.4 | 342.9 | 1169.5 | 284.4311 | 68.7 | 0 | 142.2155 | 0 | 75.1 | 43.1 | 172.2203 | 0
854 | 2.1 | 302.6 | 1023.9 | 257.8493 | 58.7 | 0 | 128.9247 | 0 | 37.6 | 43.2 | 120.5552 | 0
855 | 3.5 | 279.1 | 391.3 | 263.0681 | 73 | 0 | 131.5341 | 0 | 0 | 43.4 | 244.3268 | 0
856 | 2.8 | 259.7 | 433.4 | 231.9525 | 68 | 0 | 115.9763 | 0 | 0 | 43.3 | 131.7838 | 0
857 | 2.1 | 242.1 | 435.9 | 284.1648 | 55.7 | 0 | 142.0824 | 0 | 0 | 43.2 | 117.7123 | 0
858 | 0.7 | 251 | 988.7 | 250.5032 | 42.4 | 0 | 125.2516 | 0 | 37.6 | 43 | 169.6254 | 0
859 | 0 | 202.4 | 945.3 | 136.5729 | 1.9 | 0 | 68.2865 | 0 | 75.1 | 42.9 | 299.8996 | 0
860 | 0 | 174 | 854.6 | 88.0505 | 0.1 | 0 | 44.0253 | 0 | 75.1 | 42.9 | 339.6253 | 0
861 | 0 | 192.2 | 903.7 | 50.5995 | 1.9 | 0 | 25.2997 | 0 | 75.1 | 42.9 | 307.5818 | 0
862 | 0 | 204.8 | 936 | 42.9534 | 3.8 | 0 | 21.4767 | 0 | 93.9 | 42.9 | 183.244 | 0
863 | 0 | 97.9 | 391.4 | 39.1104 | 5.5 | 0 | 19.5552 | 0 | 0 | 0 | 189.2659 | 0
864 | 0 | 126.7 | 487.2 | 42.888 | 7.1 | 0 | 21.444 | 0 | 0 | 0 | 146.7112 | 0
865 | 0 | 146 | 527.3 | 41.0155 | 10.8 | 0 | 20.5077 | 0 | 0 | 0 | 99.5882 | 0
866 | 0 | 165.5 | 569.7 | 41.2529 | 16.8 | 0 | 20.6264 | 0 | 0 | 0 | 85.2778 | 0
867 | 0 | 184.2 | 611.1 | 38.1443 | 23 | 0 | 19.0722 | 0 | 0 | 0 | 77.924 | 0
868 | 0 | 199.1 | 645.1 | 40.8159 | 27.9 | 0 | 20.4079 | 0 | 0 | 0 | 78.1683 | 0
869 | 0 | 211.7 | 676 | 41.6424 | 31.5 | 0 | 20.8212 | 0 | 0 | 0 | 77.4438 | 0
870 | 0 | 223.2 | 701.3 | 43.4096 | 34.3 | 0 | 21.7048 | 0 | 0 | 0 | 90.2677 | 0
871 | 0 | 411.6 | 1333.4 | 59.8882 | 50 | 0 | 29.9441 | 0 | 56.3 | 42.9 | 119.9079 | 0
872 | 0.7 | 475.2 | 1286.3 | 97.413 | 109.2 | 0 | 48.7065 | 0 | 37.6 | 43 | 142.7567 | 0
873 | 2.1 | 444.4 | 624.5 | 183.1933 | 127.1 | 0 | 91.5967 | 0 | 0 | 43.2 | 109.4456 | 0
874 | 3.5 | 421.4 | 643.6 | 314.8806 | 172.8 | 0 | 157.4403 | 0 | 0 | 43.4 | 103.7764 | 0
875 | 3.5 | 373.6 | 607.6 | 350.5515 | 179.1 | 0 | 175.2757 | 0 | 0 | 43.4 | 200.0231 | 0
876 | 2.8 | 318 | 565 | 334.9165 | 151.5 | 0 | 167.4583 | 0 | 0 | 43.3 | 273.6098 | 0
877 | 1.4 | 253.7 | 1051.3 | 291.8776 | 109.1 | 0 | 145.9388 | 0 | 75.1 | 43.1 | 226.2188 | 0
878 | 2.1 | 227.6 | 912.8 | 239.7127 | 117.5 | 0 | 119.8563 | 0 | 37.6 | 43.2 | 176.8138 | 0
879 | 3.5 | 219.9 | 332.7 | 241.1774 | 159.4 | 0 | 120.5887 | 0 | 0 | 43.4 | 163.9883 | 0
880 | 2.8 | 211.4 | 387.8 | 227.9861 | 158.3 | 0 | 113.9931 | 0 | 0 | 43.3 | 151.4676 | 0
881 | 2.1 | 215.2 | 416.8 | 249.6444 | 129.8 | 0 | 124.8222 | 0 | 0 | 43.2 | 292.7601 | 0
882 | 0.7 | 240.1 | 961.8 | 239.3665 | 81 | 0 | 119.6832 | 0 | 37.6 | 43 | 342.351 | 0
883 | 0 | 188.3 | 919 | 127.3534 | 25.6 | 0 | 63.6767 | 0 | 75.1 | 42.9 | 354.2771 | 0
884 | 0 | 156.8 | 837.9 | 69.1527 | 21.3 | 0 | 34.5763 | 0 | 75.1 | 42.9 | 329.5699 | 0
885 | 0 | 182 | 895.4 | 55.8425 | 29 | 0 | 27.9212 | 0 | 75.1 | 42.9 | 284.0494 | 0
886 | 0 | 200.7 | 940 | 41.8371 | 33.2 | 0 | 20.9185 | 0 | 93.9 | 42.9 | 243.7758 | 0
887 | 0 | 81.5 | 413.5 | 43.0154 | 36.6 | 0 | 21.5077 | 0 | 0 | 0 | 224.5958 | 0
888 | 0 | 117.6 | 515.1 | 39.4212 | 40.7 | 0 | 19.7106 | 0 | 0 | 0 | 235.3267 | 0
889 | 0 | 138.1 | 546.3 | 39.1792 | 43.9 | 0 | 19.5896 | 0 | 0 | 0 | 109.089 | 0
890 | 0 | 154.5 | 572.8 | 41.6923 | 46.1 | 0 | 20.8462 | 0 | 0 | 0 | 89.5442 | 0
891 | 0 | 169 | 598.7 | 43.0383 | 48.6 | 0 | 21.5192 | 0 | 0 | 0 | 87.1748 | 0
892 | 0 | 180.2 | 619.2 | 42.9677 | 50.6 | 0 | 21.4838 | 0 | 0 | 0 | 90.2626 | 0
893 | 0 | 189.8 | 637.3 | 44.6707 | 52.2 | 0 | 22.3353 | 0 | 0 | 0 | 90.2645 | 0
894 | 0 | 198.9 | 651 | 41.6272 | 54.4 | 0 | 20.8136 | 0 | 0 | 0 | 98.8719 | 0
895 | 0 | 378.9 | 1236.5 | 71.0507 | 69.3 | 0 | 35.5253 | 0 | 56.3 | 42.9 | 128.8216 | 0
896 | 0.7 | 436.2 | 1199.9 | 111.9146 | 135.9 | 0 | 55.9573 | 0 | 37.6 | 43 | 111.9941 | 0
897 | 2.1 | 402 | 555.4 | 197.5644 | 143.5 | 0 | 98.7822 | 0 | 0 | 43.2 | 119.4204 | 0
898 | 3.5 | 362.6 | 560.5 | 291.1195 | 176 | 0 | 145.5598 | 0 | 0 | 43.4 | 100.7837 | 0
899 | 3.5 | 297.6 | 504.3 | 342.2716 | 159.6 | 0 | 171.1358 | 0 | 0 | 43.4 | 111.0235 | 0
900 | 2.8 | 224.4 | 437.9 | 315.5228 | 113.3 | 0 | 157.7614 | 0 | 0 | 43.3 | 161.8532 | 0
901 | 1.4 | 156.2 | 868.4 | 279.3899 | 64.8 | 0 | 139.6949 | 0 | 75.1 | 43.1 | 195.5113 | 0
902 | 2.1 | 110.3 | 714.1 | 259.8217 | 58.8 | 0 | 129.9108 | 0 | 37.6 | 43.2 | 141.8305 | 0
903 | 3.5 | 92.5 | 163.8 | 260.965 | 75.9 | 0 | 130.4825 | 0 | 0 | 43.4 | 147.6062 | 0
904 | 2.8 | 83.9 | 203.2 | 333.1679 | 74.4 | 0 | 166.584 | 0 | 0 | 43.3 | 130.6979 | 0
905 | 2.1 | 95.4 | 235.7 | 364.5625 | 64.8 | 0 | 182.2812 | 0 | 0 | 43.2 | 214.5896 | 0
906 | 0.7 | 132.9 | 760.1 | 300.6555 | 46 | 0 | 150.3278 | 0 | 37.6 | 43 | 316.9086 | 0
907 | 0 | 94.9 | 701.6 | 195.0414 | 1.8 | 0 | 97.5207 | 0 | 75.1 | 42.9 | 214.0206 | 0
908 | 0 | 69 | 629.9 | 107.2654 | 0 | 0 | 53.6327 | 0 | 75.1 | 42.9 | 184.4157 | 0
909 | 0 | 97.7 | 688.1 | 57.6301 | 1.4 | 0 | 28.815 | 0 | 75.1 | 42.9 | 182.5791 | 0
910 | 0 | 120.3 | 728.5 | 43.2931 | 3.4 | 0 | 21.6465 | 0 | 93.9 | 42.9 | 241.8278 | 0
911 | 0 | 14.2 | 245.7 | 40.6764 | 5.2 | 0 | 20.3382 | 0 | 0 | 0 | 188.6203 | 0
912 | 0 | 42.2 | 343.3 | 43.2131 | 8.6 | 0 | 21.6066 | 0 | 0 | 0 | 162.8514 | 0
913 | 0 | 69.8 | 386.5 | 43.3578 | 15 | 0 | 21.6789 | 0 | 0 | 0 | 135.764 | 0
914 | 0 | 95.7 | 430.8 | 39.2148 | 21.8 | 0 | 19.6074 | 0 | 0 | 0 | 104.8653 | 0
915 | 0 | 119.9 | 475 | 41.6483 | 28.9 | 0 | 20.8242 | 0 | 0 | 0 | 98.2745 | 0
916 | 0 | 139.1 | 510.4 | 43.6098 | 34.7 | 0 | 21.8049 | 0 | 0 | 0 | 89.9036 | 0
917 | 0 | 155.4 | 542.8 | 40.8478 | 39.7 | 0 | 20.4239 | 0 | 0 | 0 | 79.3603 | 0
918 | 0 | 169.3 | 567.4 | 39.9004 | 45 | 0 | 19.9502 | 0 | 0 | 0 | 107.2743 | 0
919 | 0 | 349 | 1136.9 | 53.2351 | 61.3 | 0 | 26.6175 | 0 | 56.3 | 42.9 | 122.2124 | 0
920 | 0.7 | 406 | 1097.5 | 100.7177 | 122.7 | 0 | 50.3588 | 0 | 37.6 | 43 | 124.1783 | 0
921 | 2.1 | 401.1 | 523.9 | 209.0437 | 137.5 | 0 | 104.5218 | 0 | 0 | 43.2 | 108.727 | 0
922 | 3.5 | 403.6 | 574.8 | 324.2825 | 178.3 | 0 | 162.1412 | 0 | 0 | 43.4 | 126.452 | 0
923 | 3.5 | 377 | 558.6 | 350.4938 | 174.2 | 0 | 175.2469 | 0 | 0 | 43.4 | 218.0293 | 0
924 | 2.8 | 344.5 | 544 | 315.1233 | 134.5 | 0 | 157.5617 | 0 | 0 | 43.3 | 143.9805 | 0
925 | 1.4 | 319.7 | 1076.1 | 274.0927 | 87.5 | 0 | 137.0463 | 0 | 75.1 | 43.1 | 169.4803 | 0
926 | 2.1 | 312 | 995.4 | 238.3499 | 89.2 | 0 | 119.175 | 0 | 37.6 | 43.2 | 323.7738 | 0
927 | 3.5 | 325.5 | 438.5 | 211.3997 | 119.6 | 0 | 105.6998 | 0 | 0 | 43.4 | 140.7527 | 0
928 | 2.8 | 319.5 | 508 | 233.521 | 119.5 | 0 | 116.7605 | 0 | 0 | 43.3 | 104.2536 | 0
929 | 2.1 | 311.3 | 527.8 | 278.7731 | 99 | 0 | 139.3866 | 0 | 0 | 43.2 | 168.811 | 0
930 | 0.7 | 318.5 | 1083.6 | 248.0651 | 63.6 | 0 | 124.0325 | 0 | 37.6 | 43 | 203.0916 | 0
931 | 0 | 255.9 | 1059.4 | 181.6533 | 11 | 0 | 90.8267 | 0 | 75.1 | 42.9 | 198.9204 | 0
932 | 0 | 226.9 | 976 | 108.3926 | 5.3 | 0 | 54.1963 | 0 | 75.1 | 42.9 | 253.9825 | 0
933 | 0 | 245.6 | 1035.2 | 57.9285 | 11.9 | 0 | 28.9643 | 0 | 75.1 | 42.9 | 192.8915 | 0
934 | 0 | 259.3 | 1084.4 | 42.5167 | 19.7 | 0 | 21.2584 | 0 | 93.9 | 42.9 | 301.7769 | 0
935 | 0 | 150.5 | 526.2 | 42.9233 | 26.7 | 0 | 21.4617 | 0 | 0 | 0 | 295.1893 | 0
936 | 0 | 182.3 | 633.6 | 39.8799 | 32.5 | 0 | 19.9399 | 0 | 0 | 0 | 130.0848 | 0
937 | 0 | 198.7 | 669.6 | 43.7369 | 36.8 | 0 | 21.8684 | 0 | 0 | 0 | 101.0242 | 0
938 | 0 | 212.3 | 698.2 | 41.4382 | 39.9 | 0 | 20.7191 | 0 | 0 | 0 | 85.7469 | 0
939 | 0 | 225.4 | 726.1 | 43.0315 | 44.4 | 0 | 21.5157 | 0 | 0 | 0 | 83.968 | 0
940 | 0 | 236.3 | 751 | 42.1498 | 47.1 | 0 | 21.0749 | 0 | 0 | 0 | 79.123 | 0
941 | 0 | 244.7 | 773.5 | 40.872 | 48.9 | 0 | 20.436 | 0 | 0 | 0 | 79.2426 | 0
942 | 0 | 252.9 | 793.2 | 42.9894 | 50.8 | 0 | 21.4947 | 0 | 0 | 0 | 96.7119 | 0
943 | 0 | 441.1 | 1432.5 | 57.0759 | 65 | 0 | 28.538 | 0 | 56.3 | 42.9 | 97.9179 | 0
944 | 0.7 | 507.7 | 1378.7 | 105.2974 | 129.4 | 0 | 52.6487 | 0 | 37.6 | 43 | 104.2511 | 0
945 | 2.1 | 467.5 | 689.1 | 190.6553 | 151 | 0 | 95.3277 | 0 | 0 | 43.2 | 130.0388 | 0
946 | 3.5 | 428.8 | 687.5 | 294.3988 | 206.5 | 0 | 147.1994 | 0 | 0 | 43.4 | 96.8337 | 0
947 | 3.5 | 359.4 | 628.2 | 303.0779 | 214.5 | 0 | 151.5389 | 0 | 0 | 43.4 | 139.2463 | 0
948 | 2.8 | 288.7 | 566.7 | 239.955 | 181.9 | 0 | 119.9775 | 0 | 0 | 43.3 | 136.1784 | 0
949 | 1.4 | 233.1 | 1051 | 217.2842 | 127.7 | 0 | 108.6421 | 0 | 75.1 | 43.1 | 169.5965 | 0
950 | 2.1 | 209 | 916.1 | 207.2622 | 121.2 | 0 | 103.6311 | 0 | 37.6 | 43.2 | 172.3923 | 0
951 | 3.5 | 209.8 | 344.8 | 206.1205 | 144.7 | 0 | 103.0602 | 0 | 0 | 43.4 | 108.1222 | 0
952 | 2.8 | 205.3 | 404.4 | 187.0714 | 135.1 | 0 | 93.5357 | 0 | 0 | 43.3 | 147.6889 | 0
953 | 2.1 | 208.7 | 433.5 | 195.2295 | 107.8 | 0 | 97.6147 | 0 | 0 | 43.2 | 150.1941 | 0
954 | 0.7 | 237.4 | 987.9 | 150.1754 | 69.5 | 0 | 75.0877 | 0 | 37.6 | 43 | 136.3137 | 0
955 | 0 | 187 | 949.5 | 104.5638 | 16.6 | 0 | 52.2819 | 0 | 75.1 | 42.9 | 267.814 | 0
956 | 0 | 154.8 | 864.8 | 61.5791 | 9.8 | 0 | 30.7896 | 0 | 75.1 | 42.9 | 252.0342 | 0
957 | 0 | 179.1 | 918.4 | 43.0343 | 16.3 | 0 | 21.5171 | 0 | 75.1 | 42.9 | 188.0398 | 0
958 | 0 | 197 | 959.2 | 45.1975 | 21.3 | 0 | 22.5988 | 0 | 93.9 | 42.9 | 211.8293 | 0
959 | 0 | 77.8 | 425.8 | 43.0287 | 25.6 | 0 | 21.5144 | 0 | 0 | 0 | 236.9647 | 0
960 | 0 | 113.3 | 525.2 | 43.1282 | 29.6 | 0 | 21.5641 | 0 | 0 | 0 | 172.1369 | 0
961 | 0 | 135.2 | 559.2 | 41.0592 | 33.9 | 0 | 20.5296 | 0 | 0 | 0 | 93.8447 | 0
962 | 0 | 154.2 | 591.8 | 41.877 | 37.8 | 0 | 20.9385 | 0 | 0 | 0 | 85.1604 | 0
963 | 0 | 171.9 | 624.9 | 42.1454 | 40.8 | 0 | 21.0727 | 0 | 0 | 0 | 79.8355 | 0
964 | 0 | 186 | 651.4 | 39.2315 | 43.6 | 0 | 19.6158 | 0 | 0 | 0 | 77.8047 | 0
965 | 0 | 197.6 | 673.2 | 41.5383 | 46.8 | 0 | 20.7691 | 0 | 0 | 0 | 81.2544 | 0
966 | 0 | 207.5 | 688.2 | 42.1681 | 49.4 | 0 | 21.084 | 0 | 0 | 0 | 86.8178 | 0
967 | 0 | 390.4 | 1294 | 53.5416 | 64.5 | 0 | 26.7708 | 0 | 56.3 | 42.9 | 175.8553 | 0
968 | 0 | 423 | 1254.4 | 68.377 | 66.2 | 0 | 34.1885 | 0 | 37.6 | 42.9 | 234.1655 | 0
969 | 0 | 404.3 | 621.8 | 66.9873 | 62.9 | 0 | 33.4936 | 0 | 0 | 42.9 | 190.4148 | 0
970 | 0 | 389.3 | 652.1 | 65.3844 | 57.9 | 0 | 32.6922 | 0 | 0 | 42.9 | 150.7301 | 0
971 | 0 | 346.6 | 617.2 | 65.2861 | 51.8 | 0 | 32.6431 | 0 | 0 | 42.9 | 110.057 | 0
972 | 0 | 306.4 | 585.8 | 62.5867 | 47.4 | 0 | 31.2933 | 0 | 0 | 42.9 | 123.735 | 0
973 | 0 | 260.7 | 1094 | 60.019 | 48.5 | 0 | 30.0095 | 0 | 75.1 | 42.9 | 162.9635 | 0
974 | 0 | 218.3 | 941.7 | 56.5317 | 42.9 | 0 | 28.2659 | 0 | 37.6 | 42.9 | 328.719 | 0
975 | 0 | 200.9 | 347.2 | 54.171 | 38.3 | 0 | 27.0855 | 0 | 0 | 42.9 | 258.9861 | 0
976 | 0 | 185.4 | 392 | 53.571 | 42.9 | 0 | 26.7855 | 0 | 0 | 42.9 | 194.6356 | 0
977 | 0 | 186 | 407.5 | 61.1806 | 44.4 | 0 | 30.5903 | 0 | 0 | 42.9 | 120.1182 | 0
978 | 0 | 214.8 | 949.5 | 70.1677 | 49 | 0 | 35.0838 | 0 | 37.6 | 42.9 | 215.179 | 0
979 | 0 | 192.6 | 902.4 | 64.6653 | 49.9 | 0 | 32.3327 | 0 | 75.1 | 42.9 | 261.1664 | 0
980 | 0 | 156.4 | 814.9 | 50.4201 | 39.5 | 0 | 25.21 | 0 | 75.1 | 42.9 | 234.0205 | 0
981 | 0 | 176.4 | 864.2 | 45.3984 | 44.1 | 0 | 22.6992 | 0 | 75.1 | 42.9 | 257.2901 | 0
982 | 0 | 190.9 | 898.8 | 41.1856 | 46.9 | 0 | 20.5928 | 0 | 93.9 | 42.9 | 196.9479 | 0
983 | 0 | 74.6 | 370.1 | 41.7001 | 50.7 | 0 | 20.85 | 0 | 0 | 0 | 163.7591 | 0
984 | 0 | 106.2 | 464.8 | 39.3078 | 53.9 | 0 | 19.6539 | 0 | 0 | 0 | 141.417 | 0
985 | 0 | 124.5 | 495.3 | 39.4048 | 54.9 | 0 | 19.7024 | 0 | 0 | 0 | 99.1111 | 0
986 | 0 | 140 | 523.2 | 43.9641 | 56.3 | 0 | 21.982 | 0 | 0 | 0 | 78.2858 | 0
987 | 0 | 154.4 | 551.6 | 44.4695 | 57.5 | 0 | 22.2348 | 0 | 0 | 0 | 77.4433 | 0
988 | 0 | 165.7 | 573.6 | 42.3835 | 59 | 0 | 21.1917 | 0 | 0 | 0 | 79.1216 | 0
989 | 0 | 175.5 | 592.9 | 40.1461 | 60.9 | 0 | 20.0731 | 0 | 0 | 0 | 87.6436 | 0
990 | 0 | 184.1 | 606.1 | 43.59 | 62.7 | 0 | 21.795 | 0 | 0 | 0 | 97.5541 | 0
991 | 0 | 361.7 | 1198.4 | 56.5491 | 80.4 | 0 | 28.2745 | 0 | 56.3 | 42.9 | 132.6184 | 0
992 | 0 | 363.9 | 1161.2 | 73.6165 | 81.8 | 0 | 36.8083 | 0 | 37.6 | 42.9 | 177.2867 | 0
993 | 0 | 339 | 549.4 | 74.5351 | 81.2 | 0 | 37.2676 | 0 | 0 | 42.9 | 167.0165 | 0
994 | 0 | 320.8 | 593.4 | 73.7752 | 80.9 | 0 | 36.8876 | 0 | 0 | 42.9 | 242.3814 | 0
995 | 0 | 301.8 | 580.9 | 71.8177 | 79.3 | 0 | 35.9089 | 0 | 0 | 42.9 | 215.3823 | 0
996 | 0 | 275.1 | 555.9 | 70.1736 | 74 | 0 | 35.0868 | 0 | 0 | 42.9 | 203.8163 | 0
997 | 0 | 263.2 | 1094.5 | 64.0678 | 68.9 | 0 | 32.0339 | 0 | 75.1 | 42.9 | 337.9927 | 0
998 | 0 | 233.5 | 979.6 | 59.2482 | 55.8 | 0 | 29.6241 | 0 | 37.6 | 42.9 | 178.2762 | 0
999 | 0 | 228.1 | 402.3 | 65.1277 | 42.7 | 0 | 32.5639 | 0 | 0 | 42.9 | 155.0427 | 0
1000 | 0 | 228.4 | 461.1 | 70.0521 | 37.5 | 0 | 35.026 | 0 | 0 | 42.9 | 204.5144 | 0
1001 | 0 | 237.1 | 478.2 | 75.4128 | 43.6 | 0 | 37.7064 | 0 | 0 | 42.9 | 228.7874 | 0
1002 | 0 | 261.9 | 1042.8 | 76.5592 | 49.6 | 0 | 38.2796 | 0 | 37.6 | 42.9 | 184.0045 | 0
1003 | 0 | 249.5 | 1001.9 | 63.0528 | 50.7 | 0 | 31.5264 | 0 | 75.1 | 42.9 | 225.592 | 0
1004 | 0 | 210.9 | 908.8 | 46.057 | 40 | 0 | 23.0285 | 0 | 75.1 | 42.9 | 204.8377 | 0
1005 | 0 | 225.4 | 956.9 | 43.2581 | 44.7 | 0 | 21.629 | 0 | 75.1 | 42.9 | 230.0691 | 0
1006 | 0 | 234.4 | 989.1 | 41.6269 | 47.2 | 0 | 20.8135 | 0 | 93.9 | 42.9 | 182.6163 | 0
1007 | 0 | 128.6 | 431.5 | 41.1456 | 49.3 | 0 | 20.5728 | 0 | 0 | 0 | 197.6354 | 0
1008 | 0 | 156.3 | 525.2 | 42.1454 | 51.6 | 0 | 21.0727 | 0 | 0 | 0 | 147.1847 | 0
1009 | 0 | 168.8 | 554.8 | 40.4071 | 54.3 | 0 | 20.2035 | 0 | 0 | 0 | 109.2106 | 0
1010 | 0 | 180.5 | 581.7 | 40.81 | 56.7 | 0 | 20.405 | 0 | 0 | 0 | 89.5473 | 0
1011 | 0 | 191.5 | 607.2 | 39.4054 | 59.2 | 0 | 19.7027 | 0 | 0 | 0 | 83.266 | 0
1012 | 0 | 200.4 | 628.8 | 43.1307 | 60.3 | 0 | 21.5653 | 0 | 0 | 0 | 79.0015 | 0
1013 | 0 | 207.9 | 649.4 | 43.8419 | 61.8 | 0 | 21.921 | 0 | 0 | 0 | 78.2867 | 0
1014 | 0 | 214.7 | 666.1 | 42.5362 | 63.6 | 0 | 21.2681 | 0 | 0 | 0 | 89.3078 | 0
1015 | 0 | 397.4 | 1288.7 | 56.157 | 82 | 0 | 28.0785 | 0 | 56.3 | 42.9 | 121.3688 | 0
1016 | 0.7 | 461.4 | 1241 | 106.326 | 153.6 | 0 | 53.163 | 0 | 37.6 | 43 | 131.3421 | 0
1017 | 2.1 | 445.8 | 601.9 | 206.7744 | 166.7 | 0 | 103.3872 | 0 | 0 | 43.2 | 110.6577 | 0
1018 | 3.5 | 435.8 | 632.4 | 318.7761 | 212.1 | 0 | 159.388 | 0 | 0 | 43.4 | 105.5791 | 0
1019 | 3.5 | 396.8 | 602.4 | 344.0087 | 209.1 | 0 | 172.0044 | 0 | 0 | 43.4 | 105.9396 | 0
1020 | 2.8 | 355.4 | 576.7 | 311.8666 | 171.6 | 0 | 155.9333 | 0 | 0 | 43.3 | 171.72 | 0
1021 | 1.4 | 316.6 | 1126.5 | 309.9724 | 118.6 | 0 | 154.9862 | 0 | 75.1 | 43.1 | 217.0058 | 0
1022 | 2.1 | 295.1 | 1010.1 | 285.196 | 122.5 | 0 | 142.598 | 0 | 37.6 | 43.2 | 134.6476 | 0
1023 | 3.5 | 296.3 | 415.2 | 238.2532 | 155.4 | 0 | 119.1266 | 0 | 0 | 43.4 | 192.1115 | 0
1024 | 2.8 | 287.5 | 471.6 | 225.2163 | 152.6 | 0 | 112.6082 | 0 | 0 | 43.3 | 137.4168 | 0
1025 | 2.1 | 282.3 | 489.4 | 271.7621 | 129.8 | 0 | 135.881 | 0 | 0 | 43.2 | 187.6172 | 0
1026 | 0.7 | 292.6 | 1058.9 | 249.9792 | 86.1 | 0 | 124.9896 | 0 | 37.6 | 43 | 202.5831 | 0
1027 | 0 | 234.6 | 1019.8 | 169.0761 | 30.8 | 0 | 84.538 | 0 | 75.1 | 42.9 | 320.8889 | 0
1028 | 0 | 202.6 | 922.2 | 109.1553 | 25.1 | 0 | 54.5777 | 0 | 75.1 | 42.9 | 203.9695 | 0
1029 | 0 | 216 | 962.1 | 65.1801 | 29.9 | 0 | 32.5901 | 0 | 75.1 | 42.9 | 210.5114 | 0
1030 | 0 | 223.2 | 987.1 | 40.3305 | 34.8 | 0 | 20.1653 | 0 | 93.9 | 42.9 | 209.7097 | 0
1031 | 0 | 111.7 | 423.5 | 41.6418 | 38.1 | 0 | 20.8209 | 0 | 0 | 0 | 276.8335 | 0
1032 | 0 | 137.5 | 512.8 | 42.8967 | 40.5 | 0 | 21.4483 | 0 | 0 | 0 | 245.3054 | 0
1033 | 0 | 149.3 | 535.2 | 38.9086 | 42.4 | 0 | 19.4543 | 0 | 0 | 0 | 129.654 | 0
1034 | 0 | 158.7 | 552.6 | 39.7476 | 43.8 | 0 | 19.8738 | 0 | 0 | 0 | 104.9854 | 0
1035 | 0 | 166.5 | 566.4 | 42.2173 | 44.8 | 0 | 21.1087 | 0 | 0 | 0 | 91.3383 | 0
1036 | 0 | 172.9 | 579 | 41.3929 | 46 | 0 | 20.6965 | 0 | 0 | 0 | 89.3096 | 0
1037 | 0 | 178.9 | 593.1 | 43.8286 | 47.4 | 0 | 21.9143 | 0 | 0 | 0 | 92.0567 | 0
1038 | 0 | 184.2 | 602.6 | 43.9563 | 48.9 | 0 | 21.9782 | 0 | 0 | 0 | 114.5346 | 0
1039 | 0 | 361.5 | 1215.2 | 63.5341 | 63.9 | 0 | 31.7671 | 0 | 56.3 | 42.9 | 108.2436 | 0
1040 | 0.7 | 414.1 | 1161.3 | 114.2371 | 129.8 | 0 | 57.1186 | 0 | 37.6 | 43 | 153.7017 | 0
1041 | 2.1 | 377 | 503.7 | 208.1402 | 138.4 | 0 | 104.0701 | 0 | 0 | 43.2 | 135.3669 | 0
1042 | 3.5 | 348.1 | 516.4 | 273.3901 | 171.5 | 0 | 136.695 | 0 | 0 | 43.4 | 151.8136 | 0
1043 | 3.5 | 295 | 468.9 | 310.7175 | 161.6 | 0 | 155.3587 | 0 | 0 | 43.4 | 143.7063 | 0
1044 | 2.8 | 251.3 | 430 | 293.9209 | 128.6 | 0 | 146.9604 | 0 | 0 | 43.3 | 163.5181 | 0
1045 | 1.4 | 208.3 | 909.5 | 282.2334 | 87.9 | 0 | 141.1167 | 0 | 75.1 | 43.1 | 162.9802 | 0
1046 | 2.1 | 190.2 | 806.3 | 266.3238 | 85.8 | 0 | 133.1619 | 0 | 37.6 | 43.2 | 102.5808 | 0
1047 | 3.5 | 173 | 235.4 | 251.1237 | 104.7 | 0 | 125.5618 | 0 | 0 | 43.4 | 96.4683 | 0
1048 | 2.8 | 156.2 | 269 | 228.7671 | 101 | 0 | 114.3836 | 0 | 0 | 43.3 | 120.3101 | 0
1049 | 2.1 | 149.4 | 279 | 204.1958 | 87.6 | 0 | 102.0979 | 0 | 0 | 43.2 | 165.2697 | 0
1050 | 0.7 | 170.6 | 798.3 | 179.4588 | 58.9 | 0 | 89.7294 | 0 | 37.6 | 43 | 253.4076 | 0
1051 | 0 | 133 | 748.8 | 115.2884 | 10.6 | 0 | 57.6442 | 0 | 75.1 | 42.9 | 344.1733 | 0
1052 | 0 | 107.7 | 676.3 | 73.8502 | 5 | 0 | 36.9251 | 0 | 75.1 | 42.9 | 371.1687 | 0
1053 | 0 | 133.2 | 738.1 | 53.6913 | 10.1 | 0 | 26.8456 | 0 | 75.1 | 42.9 | 220.2393 | 0
1054 | 0 | 153.6 | 781.9 | 42.6484 | 14.9 | 0 | 21.3242 | 0 | 93.9 | 42.9 | 260.7942 | 0
1055 | 0 | 46.4 | 286.7 | 42.6602 | 19.2 | 0 | 21.3301 | 0 | 0 | 0 | 230.184 | 0
1056 | 0 | 82.1 | 390.9 | 42.2933 | 23.5 | 0 | 21.1466 | 0 | 0 | 0 | 242.3008 | 0
1057 | 0 | 108 | 438.6 | 39.9639 | 28.6 | 0 | 19.9819 | 0 | 0 | 0 | 130.1346 | 0
1058 | 0 | 135.4 | 494.5 | 40.4864 | 34.9 | 0 | 20.2432 | 0 | 0 | 0 | 89.9074 | 0
1059 | 0 | 162.3 | 553.3 | 40.669 | 41.6 | 0 | 20.3345 | 0 | 0 | 0 | 88.3638 | 0
1060 | 0 | 183.6 | 600.8 | 42.6915 | 47.2 | 0 | 21.3458 | 0 | 0 | 0 | 87.8832 | 0
1061 | 0 | 201.6 | 641.6 | 41.93 | 51.9 | 0 | 20.965 | 0 | 0 | 0 | 97.3117 | 0
1062 | 0 | 217.4 | 673.3 | 42.2052 | 56.5 | 0 | 21.1026 | 0 | 0 | 0 | 108.2454 | 0
1063 | 0 | 406.2 | 1266 | 62.5703 | 73.5 | 0 | 31.2851 | 0 | 56.3 | 42.9 | 103.6574 | 0
1064 | 0.7 | 472.4 | 1239.8 | 115.8713 | 142 | 0 | 57.9357 | 0 | 37.6 | 43 | 112.4808 | 0
1065 | 2.1 | 442.3 | 606.7 | 198.2549 | 156.1 | 0 | 99.1275 | 0 | 0 | 43.2 | 155.6677 | 0
1066 | 3.5 | 425 | 638 | 295.3245 | 200.1 | 0 | 147.6623 | 0 | 0 | 43.4 | 164.6632 | 0
1067 | 3.5 | 382.6 | 613.6 | 337.0943 | 196.8 | 0 | 168.5472 | 0 | 0 | 43.4 | 213.0839 | 0
1068 | 2.8 | 328.3 | 580 | 317.5915 | 163.1 | 0 | 158.7958 | 0 | 0 | 43.3 | 201.3757 | 0
1069 | 1.4 | 277.9 | 1084 | 278.7142 | 116.9 | 0 | 139.3571 | 0 | 75.1 | 43.1 | 165.3019 | 0
1070 | 2.1 | 253.7 | 940.2 | 277.994 | 121.1 | 0 | 138.997 | 0 | 37.6 | 43.2 | 140.2395 | 0
1071 | 3.5 | 255.5 | 375 | 279.8548 | 165.1 | 0 | 139.9274 | 0 | 0 | 43.4 | 200.6404 | 0
1072 | 2.8 | 245.7 | 434.9 | 270.836 | 163.4 | 0 | 135.418 | 0 | 0 | 43.3 | 146.3127 | 0
1073 | 2.1 | 244.2 | 470.8 | 263.6951 | 129.2 | 0 | 131.8475 | 0 | 0 | 43.2 | 174.2169 | 0
1074 | 0.7 | 273.4 | 1026.5 | 259.2028 | 83.9 | 0 | 129.6014 | 0 | 37.6 | 43 | 222.2099 | 0
1075 | 0 | 220.1 | 999.4 | 156.023 | 31.1 | 0 | 78.0115 | 0 | 75.1 | 42.9 | 231.9696 | 0
1076 | 0 | 194.7 | 938.7 | 77.665 | 27 | 0 | 38.8325 | 0 | 75.1 | 42.9 | 194.5687 | 0
1077 | 0 | 227.1 | 1012.7 | 45.4015 | 37.5 | 0 | 22.7007 | 0 | 75.1 | 42.9 | 182.7386 | 0
1078 | 0 | 252.5 | 1082.6 | 42.1166 | 45.4 | 0 | 21.0583 | 0 | 93.9 | 42.9 | 272.5072 | 0
1079 | 0 | 130.9 | 556.7 | 41.0433 | 52.4 | 0 | 20.5217 | 0 | 0 | 0 | 212.1759 | 0
1080 | 0 | 162.2 | 646.3 | 40.3575 | 58.5 | 0 | 20.1787 | 0 | 0 | 0 | 149.6922 | 0
1081 | 0 | 178.1 | 664.5 | 41.0474 | 63.2 | 0 | 20.5237 | 0 | 0 | 0 | 107.7651 | 0
1082 | 0 | 195.3 | 692.4 | 42.1947 | 66.5 | 0 | 21.0974 | 0 | 0 | 0 | 93.0047 | 0
1083 | 0 | 210.6 | 720.2 | 39.4327 | 68.9 | 0 | 19.7163 | 0 | 0 | 0 | 82.2016 | 0
1084 | 0 | 224.1 | 746.9 | 43.4198 | 71.2 | 0 | 21.7099 | 0 | 0 | 0 | 78.8845 | 0
1085 | 0 | 235.2 | 769.3 | 43.6132 | 72.9 | 0 | 21.8066 | 0 | 0 | 0 | 84.4486 | 0
1086 | 0 | 245.6 | 786.3 | 39.7085 | 74.7 | 0 | 19.8543 | 0 | 0 | 0 | 110.0552 | 0
1087 | 0 | 434.4 | 1382.1 | 58.1086 | 91.2 | 0 | 29.0543 | 0 | 56.3 | 42.9 | 141.5353 | 0
1088 | 0.7 | 496.7 | 1345.6 | 99.0398 | 164.3 | 0 | 49.5199 | 0 | 37.6 | 43 | 156.9454 | 0
1089 | 2.1 | 456.3 | 675.9 | 185.5295 | 179.2 | 0 | 92.7648 | 0 | 0 | 43.2 | 146.453 | 0
1090 | 3.5 | 425.6 | 685.2 | 314.3891 | 229.8 | 0 | 157.1946 | 0 | 0 | 43.4 | 128.4707 | 0
1091 | 3.5 | 366.1 | 635.3 | 362.0025 | 221.9 | 0 | 181.0012 | 0 | 0 | 43.4 | 175.9849 | 0
1092 | 2.8 | 296 | 578.6 | 340.7424 | 172 | 0 | 170.3712 | 0 | 0 | 43.3 | 206.9041 | 0
1093 | 1.4 | 229.6 | 1052.4 | 346.6613 | 111.7 | 0 | 173.3307 | 0 | 75.1 | 43.1 | 142.4339 | 0
1094 | 2.1 | 188.1 | 889.7 | 364.0616 | 109.5 | 0 | 182.0308 | 0 | 37.6 | 43.2 | 213.361 | 0
1095 | 3.5 | 180.7 | 311.8 | 385.8625 | 138.9 | 0 | 192.9313 | 0 | 0 | 43.4 | 173.8586 | 0
1096 | 2.8 | 172.2 | 362.6 | 378.3438 | 136.5 | 0 | 189.1719 | 0 | 0 | 43.3 | 310.6893 | 0
1097 | 2.1 | 176.3 | 396.6 | 299.5314 | 113.5 | 0 | 149.7657 | 0 | 0 | 43.2 | 247.2382 | 0
1098 | 0.7 | 213.3 | 948.4 | 199.0121 | 76.3 | 0 | 99.506 | 0 | 37.6 | 43 | 243.2203 | 0
1099 | 0 | 166.4 | 907.4 | 146.4653 | 22.6 | 0 | 73.2327 | 0 | 75.1 | 42.9 | 323.2958 | 0
1100 | 0 | 137.4 | 830.1 | 85.3815 | 15.5 | 0 | 42.6907 | 0 | 75.1 | 42.9 | 411.0214 | 0
1101 | 0 | 165.8 | 887.6 | 55.336 | 21.9 | 0 | 27.668 | 0 | 75.1 | 42.9 | 300.1821 | 0
1102 | 0 | 188.4 | 935.9 | 42.4467 | 25.6 | 0 | 21.2233 | 0 | 93.9 | 42.9 | 229.8849 | 0
1103 | 0 | 65.3 | 415.1 | 43.7288 | 28.5 | 0 | 21.8644 | 0 | 0 | 0 | 184.8178 | 0
1104 | 0 | 103.1 | 518.7 | 42.1141 | 30.9 | 0 | 21.0571 | 0 | 0 | 0 | 122.9654 | 0
1105 | 0 | 126.5 | 551.7 | 40.9553 | 33.3 | 0 | 20.4777 | 0 | 0 | 0 | 116.1133 | 0
1106 | 0 | 144 | 575.2 | 43.3176 | 35.5 | 0 | 21.6588 | 0 | 0 | 0 | 101.1438 | 0
1107 | 0 | 159 | 598.3 | 41.5411 | 37.4 | 0 | 20.7705 | 0 | 0 | 0 | 91.1 | 0
1108 | 0 | 172.6 | 622 | 40.6671 | 38.8 | 0 | 20.3336 | 0 | 0 | 0 | 86.6991 | 0
1109 | 0 | 184 | 642.2 | 43.5667 | 39.8 | 0 | 21.7834 | 0 | 0 | 0 | 110.6596 | 0
1110 | 0 | 194 | 656.6 | 39.6757 | 40.5 | 0 | 19.8378 | 0 | 0 | 0 | 95.7526 | 0
1111 | 0 | 373.6 | 1235 | 53.3141 | 54.3 | 0 | 26.6571 | 0 | 56.3 | 42.9 | 95.277 | 0
1112 | 0.7 | 427.6 | 1194.4 | 80.9862 | 116.2 | 0 | 40.4931 | 0 | 37.6 | 43 | 123.7221 | 0
1113 | 2.1 | 388.3 | 547.4 | 150.4014 | 127.9 | 0 | 75.2007 | 0 | 0 | 43.2 | 156.5113 | 0
1114 | 3.5 | 340.1 | 539.9 | 247.0603 | 164.5 | 0 | 123.5302 | 0 | 0 | 43.4 | 137.1977 | 0
1115 | 3.5 | 274.1 | 476.5 | 287.913 | 163.6 | 0 | 143.9565 | 0 | 0 | 43.4 | 180.3724 | 0
1116 | 2.8 | 206.9 | 412.2 | 282.6344 | 136.2 | 0 | 141.3172 | 0 | 0 | 43.3 | 166.7 | 0
1117 | 1.4 | 148.4 | 844.8 | 271.591 | 95.8 | 0 | 135.7955 | 0 | 75.1 | 43.1 | 154.9206 | 0
1118 | 2.1 | 107.9 | 698.3 | 233.0016 | 99.1 | 0 | 116.5008 | 0 | 37.6 | 43.2 | 147.9318 | 0
1119 | 3.5 | 88.2 | 152.9 | 226.4554 | 127.2 | 0 | 113.2277 | 0 | 0 | 43.4 | 145.9735 | 0
1120 | 2.8 | 80.2 | 190.4 | 240.4875 | 125.8 | 0 | 120.2437 | 0 | 0 | 43.3 | 98.037 | 0
1121 | 2.1 | 83.9 | 215.9 | 243.221 | 105.8 | 0 | 121.6105 | 0 | 0 | 43.2 | 106.5504 | 0
1122 | 0.7 | 120.5 | 737.6 | 173.0753 | 68.2 | 0 | 86.5376 | 0 | 37.6 | 43 | 156.3447 | 0
1123 | 0 | 83.1 | 672.8 | 92.8996 | 17.2 | 0 | 46.4498 | 0 | 75.1 | 42.9 | 220.4748 | 0
1124 | 0 | 52.6 | 588.9 | 76.584 | 11.4 | 0 | 38.292 | 0 | 75.1 | 42.9 | 367.7657 | 0
1125 | 0 | 76 | 634.8 | 61.2841 | 16.5 | 0 | 30.642 | 0 | 75.1 | 42.9 | 291.8564 | 0
1126 | 0 | 93.2 | 659.3 | 39.7237 | 19.1 | 0 | 19.8618 | 0 | 93.9 | 42.9 | 236.1086 | 0
1127 | 0 | 0.4 | 176 | 42.2985 | 22.2 | 0 | 21.1493 | 0 | 0 | 0 | 223.927 | 0
1128 | 0 | 10.8 | 256.5 | 41.8429 | 24.9 | 0 | 20.9215 | 0 | 0 | 0 | 155.1609 | 0
1129 | 0 | 26.6 | 285.5 | 41.754 | 27.6 | 0 | 20.877 | 0 | 0 | 0 | 106.9123 | 0
1130 | 0 | 46.1 | 312.7 | 43.0848 | 29.7 | 0 | 21.5424 | 0 | 0 | 0 | 106.3038 | 0
1131 | 0 | 63.7 | 339.1 | 41.7707 | 31.1 | 0 | 20.8854 | 0 | 0 | 0 | 94.0844 | 0
1132 | 0 | 77.7 | 359.9 | 39.7978 | 33.1 | 0 | 19.8989 | 0 | 0 | 0 | 77.6807 | 0
1133 | 0 | 90 | 379.4 | 41.2944 | 34.5 | 0 | 20.6472 | 0 | 0 | 0 | 85.6295 | 0
1134 | 0 | 100.5 | 393 | 42.5214 | 35.3 | 0 | 21.2607 | 0 | 0 | 0 | 117.1162 | 0
1135 | 0 | 269.8 | 937.8 | 45.0754 | 48 | 0 | 22.5377 | 0 | 56.3 | 42.9 | 112.1172 | 0
1136 | 0 | 287 | 891.4 | 62.8039 | 48.5 | 0 | 31.402 | 0 | 37.6 | 42.9 | 131.6781 | 0
1137 | 0 | 276.5 | 354 | 72.5088 | 48.1 | 0 | 36.2544 | 0 | 0 | 42.9 | 111.8719 | 0
1138 | 0 | 272 | 405.4 | 72.2051 | 46.6 | 0 | 36.1026 | 0 | 0 | 42.9 | 136.9432 | 0
1139 | 0 | 253.9 | 396.7 | 70.9372 | 45.3 | 0 | 35.4686 | 0 | 0 | 42.9 | 88.0075 | 0
1140 | 0 | 232.2 | 384.2 | 62.2783 | 44.6 | 0 | 31.1392 | 0 | 0 | 42.9 | 144.3212 | 0
1141 | 0 | 217 | 867.8 | 65.7085 | 43.9 | 0 | 32.8543 | 0 | 75.1 | 42.9 | 165.2597 | 0
1142 | 0 | 203 | 794.7 | 64.1205 | 43.4 | 0 | 32.0602 | 0 | 37.6 | 42.9 | 118.7011 | 0
1143 | 0 | 204.8 | 273.1 | 63.8152 | 43.3 | 0 | 31.9076 | 0 | 0 | 42.9 | 97.3146 | 0
1144 | 0 | 201.2 | 333 | 70.8024 | 43.7 | 0 | 35.4012 | 0 | 0 | 42.9 | 139.2839 | 0
1145 | 0 | 206.2 | 352.9 | 72.5832 | 44.5 | 0 | 36.2916 | 0 | 0 | 42.9 | 151.6507 | 0
1146 | 0 | 213.2 | 863.4 | 73.5741 | 45.7 | 0 | 36.787 | 0 | 37.6 | 42.9 | 136.449 | 0
1147 | 0 | 185 | 812.3 | 70.6639 | 45.4 | 0 | 35.3319 | 0 | 75.1 | 42.9 | 216.1228 | 0
1148 | 0 | 153.4 | 727.4 | 54.4277 | 35.7 | 0 | 27.2138 | 0 | 75.1 | 42.9 | 278.1447 | 0
1149 | 0 | 168.2 | 775.4 | 44.1655 | 39.5 | 0 | 22.0828 | 0 | 75.1 | 42.9 | 193.7785 | 0
1150 | 0 | 178.6 | 806 | 43.2906 | 40.4 | 0 | 21.6453 | 0 | 93.9 | 42.9 | 308.7711 | 0
1151 | 0 | 74.4 | 291.1 | 44.689 | 42.4 | 0 | 22.3445 | 0 | 0 | 0 | 309.2841 | 0
1152 | 0 | 100.7 | 380.4 | 43.1998 | 43.8 | 0 | 21.5999 | 0 | 0 | 0 | 204.9268 | 0
1153 | 0 | 115.3 | 411.6 | 42.2347 | 45.5 | 0 | 21.1173 | 0 | 0 | 0 | 108.7315 | 0
1154 | 0 | 128.9 | 442.2 | 42.4042 | 47.5 | 0 | 21.2021 | 0 | 0 | 0 | 79.5991 | 0
1155 | 0 | 144.6 | 479.5 | 41.5755 | 49.3 | 0 | 20.7877 | 0 | 0 | 0 | 76.6185 | 0
1156 | 0 | 153.8 | 500.5 | 40.827 | 51 | 0 | 20.4135 | 0 | 0 | 0 | 81.1365 | 0
1157 | 0 | 160.2 | 514.5 | 42.0903 | 53 | 0 | 21.0451 | 0 | 0 | 0 | 77.6869 | 0
1158 | 0 | 167.6 | 526.9 | 42.7836 | 55.3 | 0 | 21.3918 | 0 | 0 | 0 | 120.6119 | 0
1159 | 0 | 341.1 | 1102.1 | 46.1056 | 73.1 | 0 | 23.0528 | 0 | 56.3 | 42.9 | 101.2641 | 0
1160 | 0 | 341.7 | 1069.5 | 51.6783 | 75 | 0 | 25.8392 | 0 | 37.6 | 42.9 | 110.8987 | 0
1161 | 0 | 324.7 | 486.2 | 52.1671 | 73.1 | 0 | 26.0835 | 0 | 0 | 42.9 | 142.4789 | 0
1162 | 0 | 319.3 | 548.8 | 50.456 | 69.2 | 0 | 25.228 | 0 | 0 | 42.9 | 153.6327 | 0
1163 | 0 | 314.5 | 558.2 | 47.7981 | 66.3 | 0 | 23.8991 | 0 | 0 | 42.9 | 124.5519 | 0
1164 | 0 | 310.6 | 567 | 50.1439 | 63.2 | 0 | 25.072 | 0 | 0 | 42.9 | 148.921 | 0
1165 | 0 | 314.6 | 1147.3 | 46.5389 | 60.6 | 0 | 23.2694 | 0 | 75.1 | 42.9 | 187.6225 | 0
1166 | 0 | 263.4 | 1004 | 48.5305 | 59 | 0 | 24.2652 | 0 | 37.6 | 42.9 | 175.3519 | 0
1167 | 0 | 240.1 | 398.5 | 49.1825 | 58.6 | 0 | 24.5913 | 0 | 0 | 42.9 | 132.799 | 0
1168 | 0 | 230.7 | 446.1 | 49.3062 | 58.8 | 0 | 24.6531 | 0 | 0 | 42.9 | 159.2409 | 0
1169 | 0 | 229.9 | 451.8 | 50.7765 | 60 | 0 | 25.3882 | 0 | 0 | 42.9 | 92.2913 | 0
1170 | 0 | 251.7 | 991.4 | 54.3936 | 61.9 | 0 | 27.1968 | 0 | 37.6 | 42.9 | 124.679 | 0
1171 | 0 | 239.5 | 950 | 47.1274 | 61.4 | 0 | 23.5637 | 0 | 75.1 | 42.9 | 168.7442 | 0
1172 | 0 | 198.3 | 850.3 | 42.8703 | 48.1 | 0 | 21.4352 | 0 | 75.1 | 42.9 | 186.9467 | 0
1173 | 0 | 208.6 | 887.4 | 41.6015 | 52.5 | 0 | 20.8008 | 0 | 75.1 | 42.9 | 186.775 | 0
1174 | 0 | 214 | 908.7 | 42.7417 | 54.1 | 0 | 21.3709 | 0 | 93.9 | 42.9 | 186.5774 | 0
1175 | 0 | 106.5 | 359.3 | 44.2935 | 55.7 | 0 | 22.1468 | 0 | 0 | 0 | 183.1718 | 0
1176 | 0 | 129.9 | 441 | 42.5139 | 58 | 0 | 21.257 | 0 | 0 | 0 | 121.4927 | 0
1177 | 0 | 137.8 | 459 | 41.9827 | 60.2 | 0 | 20.9914 | 0 | 0 | 0 | 114.7757 | 0
1178 | 0 | 144.3 | 473.4 | 41.5718 | 62.1 | 0 | 20.7859 | 0 | 0 | 0 | 87.4071 | 0
1179 | 0 | 149.2 | 483.8 | 41.4983 | 63.6 | 0 | 20.7492 | 0 | 0 | 0 | 79.4764 | 0
1180 | 0 | 153.7 | 493.7 | 41.8817 | 65.8 | 0 | 20.9408 | 0 | 0 | 0 | 78.4076 | 0
1181 | 0 | 157.4 | 502.8 | 43.3476 | 67.6 | 0 | 21.6738 | 0 | 0 | 0 | 77.9278 | 0
1182 | 0 | 160.8 | 508.8 | 44.6809 | 70.1 | 0 | 22.3405 | 0 | 0 | 0 | 80.0699 | 0
1183 | 0 | 332 | 1099.1 | 64.3886 | 88.9 | 0 | 32.1943 | 0 | 56.3 | 42.9 | 104.3811 | 0
1184 | 0.7 | 383.8 | 1053.9 | 108.524 | 158.9 | 0 | 54.262 | 0 | 37.6 | 43 | 156.6766 | 0
1185 | 2.1 | 372 | 451.2 | 187.2198 | 155.4 | 0 | 93.6099 | 0 | 0 | 43.2 | 123.8944 | 0
1186 | 3.5 | 370.1 | 497.1 | 269.6028 | 183.7 | 0 | 134.8014 | 0 | 0 | 43.4 | 135.3157 | 0
1187 | 3.5 | 343.4 | 481.7 | 302.8637 | 163.4 | 0 | 151.4319 | 0 | 0 | 43.4 | 127.3082 | 0
1188 | 2.8 | 307.1 | 459.1 | 310.653 | 121.6 | 0 | 155.3265 | 0 | 0 | 43.3 | 147.6765 | 0
1189 | 1.4 | 272.8 | 983 | 282.9933 | 78.8 | 0 | 141.4967 | 0 | 75.1 | 43.1 | 170.044 | 0
1190 | 2.1 | 256 | 889.8 | 254.9546 | 69.9 | 0 | 127.4773 | 0 | 37.6 | 43.2 | 94.6815 | 0
1191 | 3.5 | 257.9 | 321.5 | 250.8448 | 88.1 | 0 | 125.4224 | 0 | 0 | 43.4 | 134.1446 | 0
1192 | 2.8 | 254.2 | 380.1 | 245.1651 | 86.5 | 0 | 122.5826 | 0 | 0 | 43.3 | 141.5022 | 0
1193 | 2.1 | 247.4 | 395 | 240.4323 | 77.1 | 0 | 120.2161 | 0 | 0 | 43.2 | 183.9111 | 0
1194 | 0.7 | 254.2 | 953.3 | 206.8962 | 53.8 | 0 | 103.4481 | 0 | 37.6 | 43 | 147.0645 | 0
1195 | 0 | 194.8 | 892.1 | 144.8804 | 5.8 | 0 | 72.4402 | 0 | 75.1 | 42.9 | 157.5459 | 0
1196 | 0 | 162.6 | 792 | 100.6259 | 3.1 | 0 | 50.313 | 0 | 75.1 | 42.9 | 198.7578 | 0
1197 | 0 | 177.8 | 836.3 | 66.9885 | 5.3 | 0 | 33.4943 | 0 | 75.1 | 42.9 | 221.3321 | 0
1198 | 0 | 186.8 | 859.9 | 40.5515 | 7.9 | 0 | 20.2757 | 0 | 93.9 | 42.9 | 203.6498 | 0
1199 | 0 | 83.2 | 321 | 42.3292 | 12.2 | 0 | 21.1646 | 0 | 0 | 0 | 170.9055 | 0
1200 | 0 | 109.9 | 410.1 | 43.2906 | 16 | 0 | 21.6453 | 0 | 0 | 0 | 146.1768 | 0
1201 | 0 | 124.7 | 442.3 | 41.8733 | 19.5 | 0 | 20.9367 | 0 | 0 | 0 | 105.701 | 0
1202 | 0 | 139.6 | 475.4 | 43.2503 | 22.9 | 0 | 21.6252 | 0 | 0 | 0 | 86.9384 | 0
1203 | 0 | 154.4 | 508.9 | 43.1645 | 26.1 | 0 | 21.5822 | 0 | 0 | 0 | 85.2773 | 0
1204 | 0 | 165.6 | 533.9 | 40.3268 | 28.9 | 0 | 20.1634 | 0 | 0 | 0 | 76.0309 | 0
1205 | 0 | 175.1 | 557 | 41.4252 | 31.3 | 0 | 20.7126 | 0 | 0 | 0 | 78.6498 | 0
1206 | 0 | 184 | 575.7 | 42.5533 | 33.6 | 0 | 21.2766 | 0 | 0 | 0 | 123.6465 | 0
1207 | 0 | 363.7 | 1183.5 | 55.2883 | 48.2 | 0 | 27.6442 | 0 | 56.3 | 42.9 | 118.8923 | 0
1208 | 0.7 | 415.2 | 1130.9 | 91.9757 | 106.6 | 0 | 45.9879 | 0 | 37.6 | 43 | 117.0818 | 0
1209 | 2.1 | 362.5 | 465.8 | 167.0541 | 115.7 | 0 | 83.5271 | 0 | 0 | 43.2 | 104.3794 | 0
1210 | 3.5 | 309.2 | 456.1 | 259.3128 | 140 | 0 | 129.6564 | 0 | 0 | 43.4 | 107.5152 | 0
1211 | 3.5 | 244.4 | 398.1 | 316.2192 | 130.8 | 0 | 158.1096 | 0 | 0 | 43.4 | 237.067 | 0
1212 | 2.8 | 177.4 | 336 | 316.7783 | 100.3 | 0 | 158.3891 | 0 | 0 | 43.3 | 97.073 | 0
1213 | 1.4 | 115.6 | 745.2 | 305.5566 | 62.7 | 0 | 152.7783 | 0 | 75.1 | 43.1 | 147.0626 | 0
1214 | 2.1 | 72.6 | 600.6 | 273.1762 | 59.7 | 0 | 136.5881 | 0 | 37.6 | 43.2 | 131.1545 | 0
1215 | 3.5 | 48.9 | 74.7 | 262.0652 | 76.8 | 0 | 131.0326 | 0 | 0 | 43.4 | 136.9487 | 0
1216 | 2.8 | 38.7 | 91.9 | 247.6154 | 77.6 | 0 | 123.8077 | 0 | 0 | 43.3 | 127.5241 | 0
1217 | 2.1 | 43.8 | 115.4 | 232.7608 | 67.8 | 0 | 116.3804 | 0 | 0 | 43.2 | 210.7892 | 0
1218 | 0.7 | 83.1 | 623.6 | 231.4724 | 47 | 0 | 115.7362 | 0 | 37.6 | 43 | 349.0214 | 0
1219 | 0 | 51.6 | 554.8 | 145.9159 | 2.3 | 0 | 72.9579 | 0 | 75.1 | 42.9 | 238.5394 | 0
1220 | 0 | 27.9 | 483.9 | 85.1419 | 0.1 | 0 | 42.571 | 0 | 75.1 | 42.9 | 187.2408 | 0
1221 | 0 | 52.9 | 537.7 | 57.5356 | 1.3 | 0 | 28.7678 | 0 | 75.1 | 42.9 | 164.084 | 0
1222 | 0 | 73.7 | 568.6 | 41.4621 | 2.3 | 0 | 20.731 | 0 | 93.9 | 42.9 | 170.4145 | 0
1223 | 0 | 0 | 114.5 | 40.3305 | 3.2 | 0 | 20.1653 | 0 | 0 | 0 | 181.3116 | 0
1224 | 0 | 4.2 | 191.9 | 41.6604 | 4.3 | 0 | 20.8302 | 0 | 0 | 0 | 143.3114 | 0
1225 | 0 | 17.7 | 226.3 | 41.4971 | 6.4 | 0 | 20.7485 | 0 | 0 | 0 | 107.03 | 0
1226 | 0 | 35.6 | 256.2 | 43.1294 | 9.5 | 0 | 21.5647 | 0 | 0 | 0 | 90.858 | 0
1227 | 0 | 53.8 | 284.3 | 43.0984 | 12.3 | 0 | 21.5492 | 0 | 0 | 0 | 89.7863 | 0
1228 | 0 | 69.3 | 309.1 | 41.2138 | 14.5 | 0 | 20.6069 | 0 | 0 | 0 | 83.9675 | 0
1229 | 0 | 81.9 | 329.5 | 42.7365 | 16.8 | 0 | 21.3682 | 0 | 0 | 0 | 79.7163 | 0
1230 | 0 | 92.6 | 343 | 42.7485 | 18.9 | 0 | 21.3743 | 0 | 0 | 0 | 82.9146 | 0
1231 | 0 | 262.9 | 874.5 | 56.7849 | 32.3 | 0 | 28.3925 | 0 | 56.3 | 42.9 | 152.1789 | 0
1232 | 0.7 | 300.4 | 820.4 | 82.3024 | 84 | 0 | 41.1512 | 0 | 37.6 | 43 | 130.098 | 0
1233 | 2.1 | 248.7 | 253.9 | 148.3664 | 90.4 | 0 | 74.1832 | 0 | 0 | 43.2 | 111.997 | 0
1234 | 3.5 | 198.2 | 242.4 | 285.7953 | 105.2 | 0 | 142.8977 | 0 | 0 | 43.4 | 120.9139 | 0
1235 | 3.5 | 142 | 184.3 | 317.695 | 93.9 | 0 | 158.8475 | 0 | 0 | 43.4 | 214.4357 | 0
1236 | 2.8 | 79.7 | 122.8 | 324.337 | 70 | 0 | 162.1685 | 0 | 0 | 43.3 | 231.1857 | 0
1237 | 1.4 | 27 | 494.5 | 305.1218 | 42.4 | 0 | 152.5609 | 0 | 75.1 | 43.1 | 105.2205 | 0
1238 | 2.1 | 7.5 | 360.8 | 291.4638 | 37.6 | 0 | 145.7319 | 0 | 37.6 | 43.2 | 151.6586 | 0
1239 | 3.5 | 2.4 | 4.7 | 301.3045 | 46.2 | 0 | 150.6522 | 0 | 0 | 43.4 | 162.0123 | 0
1240 | 2.8 | 0.1 | 4.4 | 269.0103 | 44.4 | 0 | 134.5051 | 0 | 0 | 43.3 | 128.7569 | 0
1241 | 2.1 | 0.5 | 3.9 | 235.4683 | 39.4 | 0 | 117.7341 | 0 | 0 | 43.2 | 114.167 | 0
1242 | 0.7 | 7.1 | 382.7 | 218.041 | 30.1 | 0 | 109.0205 | 0 | 37.6 | 43 | 140.2568 | 0
1243 | 0 | 2.8 | 340.1 | 107.1452 | 0 | 0 | 53.5726 | 0 | 75.1 | 42.9 | 236.3066 | 0
1244 | 0 | 0 | 290.9 | 69.1539 | 0 | 0 | 34.577 | 0 | 75.1 | 42.9 | 221.4679 | 0
1245 | 0 | 0.2 | 342.9 | 59.6285 | 0 | 0 | 29.8142 | 0 | 75.1 | 42.9 | 216.9193 | 0
1246 | 0 | 5.1 | 371.1 | 42.2226 | 0 | 0 | 21.1113 | 0 | 93.9 | 42.9 | 239.7753 | 0
1247 | 0 | 0 | 4.7 | 43.6582 | 0 | 0 | 21.8291 | 0 | 0 | 0 | 166.1371 | 0
1248 | 0 | 0 | 15.2 | 39.0732 | 0 | 0 | 19.5366 | 0 | 0 | 0 | 118.7806 | 0
1249 | 0 | 0 | 36.1 | 39.0577 | 0 | 0 | 19.5288 | 0 | 0 | 0 | 93.6036 | 0
1250 | 0 | 0 | 75.2 | 43.7428 | 0 | 0 | 21.8714 | 0 | 0 | 0 | 86.3436 | 0
1251 | 0 | 0 | 113.2 | 39.892 | 0.5 | 0 | 19.946 | 0 | 0 | 0 | 81.137 | 0
1252 | 0 | 3.9 | 144.6 | 39.7184 | 1.4 | 0 | 19.8592 | 0 | 0 | 0 | 76.8561 | 0
1253 | 0 | 12 | 172.7 | 38.9396 | 2.2 | 0 | 19.4698 | 0 | 0 | 0 | 75.3264 | 0
1254 | 0 | 26.2 | 193.1 | 41.8411 | 3.7 | 0 | 20.9205 | 0 | 0 | 0 | 90.9812 | 0
1255 | 0 | 203.9 | 705.5 | 60.6128 | 20.1 | 0 | 30.3064 | 0 | 56.3 | 42.9 | 134.3998 | 0
1256 | 0.7 | 232 | 647.9 | 93.9673 | 69.6 | 0 | 46.9836 | 0 | 37.6 | 43 | 262.759 | 0
1257 | 2.1 | 209.7 | 165.5 | 168.7466 | 73.2 | 0 | 84.3733 | 0 | 0 | 43.2 | 325.8123 | 0
1258 | 3.5 | 187.4 | 184.1 | 250.4285 | 82.1 | 0 | 125.2143 | 0 | 0 | 43.4 | 183.6976 | 0
1259 | 3.5 | 160.6 | 160.5 | 256.1494 | 59.5 | 0 | 128.0747 | 0 | 0 | 43.4 | 97.5526 | 0
1260 | 2.8 | 133.8 | 137.3 | 238.8043 | 36.5 | 0 | 119.4021 | 0 | 0 | 43.3 | 152.1662 | 0
1261 | 1.4 | 100 | 534.2 | 229.2212 | 25.1 | 0 | 114.6106 | 0 | 75.1 | 43.1 | 160.5599 | 0
1262 | 2.1 | 64.5 | 409.4 | 214.0876 | 21.9 | 0 | 107.0438 | 0 | 37.6 | 43.2 | 202.4801 | 0
1263 | 3.5 | 31.4 | 4.5 | 208.4997 | 32 | 0 | 104.2499 | 0 | 0 | 43.4 | 123.7408 | 0
1264 | 2.8 | 6.7 | 2.2 | 198.506 | 31.2 | 0 | 99.253 | 0 | 0 | 43.3 | 112.8417 | 0
1265 | 2.1 | 3.8 | 1 | 178.4084 | 19.9 | 0 | 89.2042 | 0 | 0 | 43.2 | 176.7938 | 0
1266 | 0.7 | 11.5 | 381.5 | 127.4138 | 13.7 | 0 | 63.7069 | 0 | 37.6 | 43 | 178.6601 | 0
1267 | 0 | 4 | 327.1 | 80.3614 | 0 | 0 | 40.1807 | 0 | 75.1 | 42.9 | 213.4384 | 0
1268 | 0 | 0 | 275.6 | 51.7406 | 0 | 0 | 25.8703 | 0 | 75.1 | 42.9 | 195.3635 | 0
1269 | 0 | 1.2 | 330 | 43.3014 | 0 | 0 | 21.6507 | 0 | 75.1 | 42.9 | 247.19 | 0
1270 | 0 | 12.6 | 360.2 | 40.7421 | 0 | 0 | 20.3711 | 0 | 93.9 | 42.9 | 315.0021 | 0
1271 | 0 | 0 | 2.1 | 42.4724 | 0 | 0 | 21.2362 | 0 | 0 | 0 | 195.45 | 0
1272 | 0 | 0 | 13.8 | 38.4589 | 0 | 0 | 19.2295 | 0 | 0 | 0 | 157.9686 | 0
1273 | 0 | 0 | 37.5 | 41.1236 | 0 | 0 | 20.5618 | 0 | 0 | 0 | 129.7523 | 0
1274 | 0 | 0 | 76.4 | 40.4288 | 0.1 | 0 | 20.2144 | 0 | 0 | 0 | 103.5383 | 0
1275 | 0 | 3.1 | 114.6 | 44.1066 | 2.6 | 0 | 22.0533 | 0 | 0 | 0 | 84.8089 | 0
1276 | 0 | 9.3 | 145.6 | 41.7363 | 8.7 | 0 | 20.8682 | 0 | 0 | 0 | 86.936 | 0
1277 | 0 | 22 | 175.8 | 41.9843 | 15.5 | 0 | 20.9921 | 0 | 0 | 0 | 80.6589 | 0
1278 | 0 | 36.2 | 194.9 | 43.868 | 21.1 | 0 | 21.934 | 0 | 0 | 0 | 93.1231 | 0
1279 | 0 | 210.9 | 703.3 | 68.8068 | 41.3 | 0 | 34.4034 | 0 | 56.3 | 42.9 | 141.7168 | 0
1280 | 0.7 | 242.4 | 650.5 | 101.7906 | 94.6 | 0 | 50.8953 | 0 | 37.6 | 43 | 143.2663 | 0
1281 | 2.1 | 238.3 | 194.7 | 186.0387 | 96.8 | 0 | 93.0194 | 0 | 0 | 43.2 | 145.3988 | 0
1282 | 3.5 | 244.4 | 252.9 | 291.1189 | 113.2 | 0 | 145.5594 | 0 | 0 | 43.4 | 131.2832 | 0
1283 | 3.5 | 239.2 | 260.7 | 332.0513 | 92.9 | 0 | 166.0256 | 0 | 0 | 43.4 | 209.0527 | 0
1284 | 2.8 | 228.9 | 267.9 | 279.1274 | 55.4 | 0 | 139.5637 | 0 | 0 | 43.3 | 191.7431 | 0
1285 | 1.4 | 216.8 | 741.2 | 256.7541 | 16 | 0 | 128.377 | 0 | 75.1 | 43.1 | 192.1352 | 0
1286 | 2.1 | 214.9 | 668.9 | 251.632 | 5.3 | 0 | 125.816 | 0 | 37.6 | 43.2 | 118.7599 | 0
1287 | 3.5 | 224.8 | 201 | 252.3758 | 10 | 0 | 126.1879 | 0 | 0 | 43.4 | 121.5727 | 0
1288 | 2.8 | 221.5 | 265.2 | 241.6385 | 6.6 | 0 | 120.8193 | 0 | 0 | 43.3 | 119.1379 | 0
1289 | 2.1 | 213.8 | 283 | 225.7373 | 4.5 | 0 | 112.8687 | 0 | 0 | 43.2 | 241.1063 | 0
1290 | 0.7 | 212.1 | 769.9 | 186.887 | 2.2 | 0 | 93.4435 | 0 | 37.6 | 43 | 124.5893 | 0
1291 | 0 | 161.9 | 706.9 | 103.8175 | 0 | 0 | 51.9088 | 0 | 75.1 | 42.9 | 239.9211 | 0
1292 | 0 | 144.5 | 656.6 | 72.3954 | 0 | 0 | 36.1977 | 0 | 75.1 | 42.9 | 265.2568 | 0
1293 | 0 | 156.6 | 701.6 | 48.8683 | 0 | 0 | 24.4341 | 0 | 75.1 | 42.9 | 286.8552 | 0
1294 | 0 | 162.6 | 723.7 | 43.705 | 0 | 0 | 21.8525 | 0 | 93.9 | 42.9 | 174.4585 | 0
1295 | 0 | 57 | 236.5 | 42.1848 | 0 | 0 | 21.0924 | 0 | 0 | 0 | 210.0832 | 0
1296 | 0 | 80.9 | 321.2 | 40.5571 | 0 | 0 | 20.2785 | 0 | 0 | 0 | 167.5093 | 0
1297 | 0 | 91.1 | 340.3 | 39.3378 | 0 | 0 | 19.6689 | 0 | 0 | 0 | 104.7444 | 0
1298 | 0 | 101.8 | 362.5 | 41.8594 | 0 | 0 | 20.9297 | 0 | 0 | 0 | 87.4077 | 0
1299 | 0 | 112.3 | 385.7 | 43.2497 | 0 | 0 | 21.6248 | 0 | 0 | 0 | 81.255 | 0
1300 | 0 | 120.6 | 404.3 | 41.7239 | 0 | 0 | 20.862 | 0 | 0 | 0 | 78.6469 | 0
1301 | 0 | 127.6 | 420.4 | 40.3649 | 0 | 0 | 20.1825 | 0 | 0 | 0 | 79.3593 | 0
1302 | 0 | 133.5 | 429.4 | 44.0236 | 0 | 0 | 22.0118 | 0 | 0 | 0 | 79.3598 | 0
1303 | 0 | 300 | 974.4 | 51.378 | 8.6 | 0 | 25.689 | 0 | 56.3 | 42.9 | 104.7419 | 0
1304 | 0 | 322.6 | 940.2 | 74.9365 | 14.5 | 0 | 37.4682 | 0 | 37.6 | 42.9 | 185.4432 | 0
1305 | 0 | 314.2 | 388.8 | 77.0793 | 13.9 | 0 | 38.5396 | 0 | 0 | 42.9 | 149.0137 | 0
1306 | 0 | 313.5 | 444.8 | 78.8226 | 9.9 | 0 | 39.4113 | 0 | 0 | 42.9 | 102.0997 | 0
1307 | 0 | 283.4 | 423.7 | 72.1651 | 5.1 | 0 | 36.0826 | 0 | 0 | 42.9 | 143.2968 | 0
1308 | 0 | 240.7 | 388.5 | 71.4861 | 2 | 0 | 35.7431 | 0 | 0 | 42.9 | 193.8344 | 0
1309 | 0 | 180.1 | 807.7 | 70.0853 | 0.8 | 0 | 35.0426 | 0 | 75.1 | 42.9 | 316.3176 | 0
1310 | 0 | 148.8 | 694.9 | 64.9709 | 0.2 | 0 | 32.4855 | 0 | 37.6 | 42.9 | 212.4549 | 0
1311 | 0 | 141.5 | 178.3 | 57.6034 | 0 | 0 | 28.8017 | 0 | 0 | 42.9 | 316.7236 | 0
1312 | 0 | 131.2 | 216.8 | 58.3228 | 0 | 0 | 29.1614 | 0 | 0 | 42.9 | 169.4093 | 0
1313 | 0 | 128.8 | 222.7 | 58.2056 | 0.5 | 0 | 29.1028 | 0 | 0 | 42.9 | 158.6192 | 0
1314 | 0 | 141.9 | 712.1 | 78.1984 | 1.2 | 0 | 39.0992 | 0 | 37.6 | 42.9 | 232.4982 | 0
1315 | 0 | 130.2 | 659.5 | 74.621 | 2.8 | 0 | 37.3105 | 0 | 75.1 | 42.9 | 383.7486 | 0
1316 | 0 | 98.2 | 578.1 | 61.5342 | 0 | 0 | 30.7671 | 0 | 75.1 | 42.9 | 305.1509 | 0
1317 | 0 | 112.9 | 620.9 | 47.861 | 0.3 | 0 | 23.9305 | 0 | 75.1 | 42.9 | 278.6253 | 0
1318 | 0 | 122.4 | 640.9 | 42.8369 | 2.4 | 0 | 21.4184 | 0 | 93.9 | 42.9 | 208.0798 | 0
1319 | 0 | 16 | 157.6 | 39.4392 | 6.6 | 0 | 19.7196 | 0 | 0 | 0 | 167.2233 | 0
1320 | 0 | 37.6 | 232.9 | 41.8033 | 10.8 | 0 | 20.9016 | 0 | 0 | 0 | 129.5893 | 0
1321 | 0 | 53.7 | 261.1 | 40.3377 | 15.6 | 0 | 20.1688 | 0 | 0 | 0 | 95.0368 | 0
1322 | 0 | 68.4 | 288.7 | 40.2205 | 21 | 0 | 20.1103 | 0 | 0 | 0 | 90.5025 | 0
1323 | 0 | 81.6 | 314.7 | 43.5519 | 26.9 | 0 | 21.7759 | 0 | 0 | 0 | 84.5659 | 0
1324 | 0 | 92.1 | 335.5 | 44.3223 | 32.1 | 0 | 22.1612 | 0 | 0 | 0 | 82.2005 | 0
1325 | 0 | 100.7 | 353.1 | 41.2426 | 36.1 | 0 | 20.6213 | 0 | 0 | 0 | 85.9819 | 0
1326 | 0 | 107.9 | 364.2 | 43.1536 | 38.9 | 0 | 21.5768 | 0 | 0 | 0 | 129.0663 | 0
1327 | 0 | 272.3 | 905 | 46.8076 | 51.9 | 0 | 23.4038 | 0 | 56.3 | 42.9 | 104.7436 | 0
1328 | 0 | 267.7 | 868 | 69.4577 | 50 | 0 | 34.7288 | 0 | 37.6 | 42.9 | 159.1571 | 0
1329 | 0 | 253 | 334.6 | 70.6977 | 36.8 | 0 | 35.3488 | 0 | 0 | 42.9 | 150.1282 | 0
1330 | 0 | 243.3 | 385.3 | 65.0543 | 23.5 | 0 | 32.5271 | 0 | 0 | 42.9 | 138.9116 | 0
1331 | 0 | 231.7 | 379.7 | 58.2884 | 13.3 | 0 | 29.1442 | 0 | 0 | 42.9 | 137.9247 | 0
1332 | 0 | 221.4 | 375 | 58.1222 | 2.5 | 0 | 29.0611 | 0 | 0 | 42.9 | 202.2121 | 0
1333 | 0 | 219.6 | 868.1 | 57.5188 | 0 | 0 | 28.7594 | 0 | 75.1 | 42.9 | 135.8839 | 0
1334 | 0 | 204.8 | 804 | 56.5984 | 0 | 0 | 28.2992 | 0 | 37.6 | 42.9 | 105.8194 | 0
1335 | 0 | 201.9 | 281.1 | 54.1729 | 0 | 0 | 27.0865 | 0 | 0 | 42.9 | 126.1906 | 0
1336 | 0 | 201.7 | 341 | 55.7532 | 0 | 0 | 27.8766 | 0 | 0 | 42.9 | 163.8583 | 0
1337 | 0 | 205.3 | 353.6 | 55.2455 | 0 | 0 | 27.6228 | 0 | 0 | 42.9 | 220.754 | 0
1338 | 0 | 217.1 | 862.2 | 71.8465 | 0 | 0 | 35.9233 | 0 | 37.6 | 42.9 | 313.4872 | 0
1339 | 0 | 210.1 | 819 | 69.7031 | 0 | 0 | 34.8516 | 0 | 75.1 | 42.9 | 194.8002 | 0
1340 | 0 | 170.3 | 731.8 | 52.4544 | 0 | 0 | 26.2272 | 0 | 75.1 | 42.9 | 215.4921 | 0
1341 | 0 | 184.4 | 780.6 | 45.0572 | 0 | 0 | 22.5286 | 0 | 75.1 | 42.9 | 210.1357 | 0
1342 | 0 | 199.9 | 827.7 | 41.8783 | 0 | 0 | 20.9391 | 0 | 93.9 | 42.9 | 202.741 | 0
1343 | 0 | 97.9 | 307.4 | 41.1977 | 0 | 0 | 20.5988 | 0 | 0 | 0 | 179.4866 | 0
1344 | 0 | 121.2 | 388.4 | 42.261 | 0.6 | 0 | 21.1305 | 0 | 0 | 0 | 145.0225 | 0
1345 | 0 | 131.5 | 414.5 | 41.3681 | 2 | 0 | 20.6841 | 0 | 0 | 0 | 98.1546 | 0
1346 | 0 | 142.9 | 443.4 | 42.7724 | 3.1 | 0 | 21.3862 | 0 | 0 | 0 | 85.1593 | 0
1347 | 0 | 154.1 | 472.6 | 41.4766 | 5.6 | 0 | 20.7383 | 0 | 0 | 0 | 84.3247 | 0
1348 | 0 | 162.7 | 494.5 | 43.8252 | 9.5 | 0 | 21.9126 | 0 | 0 | 0 | 80.1887 | 0
1349 | 0 | 170.9 | 515.8 | 41.5402 | 13 | 0 | 20.7701 | 0 | 0 | 0 | 81.8433 | 0
1350 | 0 | 177.3 | 528.3 | 42.068 | 15.7 | 0 | 21.034 | 0 | 0 | 0 | 112.2403 | 0
1351 | 0 | 352 | 1105.7 | 55.6568 | 32 | 0 | 27.8284 | 0 | 56.3 | 42.9 | 103.1805 | 0
1352 | 0.7 | 407.5 | 1067.1 | 75.4004 | 84.3 | 0 | 37.7002 | 0 | 37.6 | 43 | 165.9414 | 0
1353 | 2.1 | 387.6 | 460.3 | 123.1012 | 97.7 | 0 | 61.5506 | 0 | 0 | 43.2 | 139.6421 | 0
1354 | 3.5 | 372.4 | 488.8 | 195.3658 | 129.2 | 0 | 97.6829 | 0 | 0 | 43.4 | 152.8469 | 0
1355 | 3.5 | 330.1 | 454.8 | 253.6099 | 132.4 | 0 | 126.8049 | 0 | 0 | 43.4 | 157.3423 | 0
1356 | 2.8 | 285 | 421.6 | 260.7239 | 111.8 | 0 | 130.3619 | 0 | 0 | 43.3 | 242.35 | 0
1357 | 1.4 | 248.1 | 913.5 | 218.5158 | 79 | 0 | 109.2579 | 0 | 75.1 | 43.1 | 317.5447 | 0
1358 | 2.1 | 223.5 | 809.3 | 179.1671 | 83.2 | 0 | 89.5836 | 0 | 37.6 | 43.2 | 308.0261 | 0
1359 | 3.5 | 217 | 259.7 | 183.6517 | 112.4 | 0 | 91.8259 | 0 | 0 | 43.4 | 170.517 | 0
1360 | 2.8 | 207.2 | 307.6 | 156.6506 | 113 | 0 | 78.3253 | 0 | 0 | 43.3 | 193.248 | 0
1361 | 2.1 | 199.3 | 318.4 | 144.2618 | 92.4 | 0 | 72.1309 | 0 | 0 | 43.2 | 201.2203 | 0
1362 | 0.7 | 205 | 824.8 | 134.2956 | 56.5 | 0 | 67.1478 | 0 | 37.6 | 43 | 195.6099 | 0
1363 | 0 | 167.8 | 785.5 | 98.8092 | 8 | 0 | 49.4046 | 0 | 75.1 | 42.9 | 285.6997 | 0
1364 | 0 | 139.1 | 705.6 | 63.0692 | 2.3 | 0 | 31.5346 | 0 | 75.1 | 42.9 | 170.8711 | 0
1365 | 0 | 156.4 | 753.6 | 46.4397 | 4.4 | 0 | 23.2199 | 0 | 75.1 | 42.9 | 179.5686 | 0
1366 | 0 | 169 | 784.2 | 43.1533 | 8.8 | 0 | 21.5766 | 0 | 93.9 | 42.9 | 179.6805 | 0
1367 | 0 | 58.2 | 275.7 | 43.4071 | 14.3 | 0 | 21.7036 | 0 | 0 | 0 | 172.5417 | 0
1368 | 0 | 87 | 366.6 | 41.772 | 17.1 | 0 | 20.886 | 0 | 0 | 0 | 142.6221 | 0
1369 | 0 | 103.3 | 395.9 | 42.9605 | 18.3 | 0 | 21.4803 | 0 | 0 | 0 | 104.8611 | 0
1370 | 0 | 117 | 421.1 | 44.0536 | 19.6 | 0 | 22.0268 | 0 | 0 | 0 | 90.144 | 0
1371 | 0 | 129.1 | 445.4 | 42.1733 | 21.8 | 0 | 21.0867 | 0 | 0 | 0 | 88.0033 | 0
1372 | 0 | 139.3 | 467 | 41.4689 | 23.5 | 0 | 20.7344 | 0 | 0 | 0 | 78.7654 | 0
1373 | 0 | 147.3 | 484.3 | 44.8452 | 25.4 | 0 | 22.4226 | 0 | 0 | 0 | 80.304 | 0
1374 | 0 | 154.2 | 494.7 | 40.1548 | 26.7 | 0 | 20.0774 | 0 | 0 | 0 | 110.6606 | 0
1375 | 0 | 325.8 | 1053.3 | 60.9624 | 38.8 | 0 | 30.4812 | 0 | 56.3 | 42.9 | 132.4954 | 0
1376 | 0.7 | 371 | 1010 | 94.9841 | 92.3 | 0 | 47.4921 | 0 | 37.6 | 43 | 143.0533 | 0
1377 | 2.1 | 316.8 | 377.4 | 134.8684 | 103.2 | 0 | 67.4342 | 0 | 0 | 43.2 | 123.1558 | 0
1378 | 3.5 | 251.9 | 353.8 | 180.5887 | 129.4 | 0 | 90.2944 | 0 | 0 | 43.4 | 131.0198 | 0
1379 | 3.5 | 182 | 283.6 | 225.2972 | 127.5 | 0 | 112.6486 | 0 | 0 | 43.4 | 135.1211 | 0
1380 | 2.8 | 112.4 | 212.7 | 222.7317 | 107.7 | 0 | 111.3658 | 0 | 0 | 43.3 | 154.4049 | 0
1381 | 1.4 | 50.1 | 586.3 | 224.6944 | 73.2 | 0 | 112.3472 | 0 | 75.1 | 43.1 | 209.1428 | 0
1382 | 2.1 | 16.1 | 439.8 | 215.645 | 52.2 | 0 | 107.8225 | 0 | 37.6 | 43.2 | 157.1061 | 0
1383 | 3.5 | 7.6 | 10.2 | 222.8479 | 49.5 | 0 | 111.424 | 0 | 0 | 43.4 | 221.6149 | 0
1384 | 2.8 | 5.2 | 10.6 | 216.2165 | 36.2 | 0 | 108.1083 | 0 | 0 | 43.3 | 148.1611 | 0
1385 | 2.1 | 5.5 | 9.8 | 215.0314 | 24 | 0 | 107.5157 | 0 | 0 | 43.2 | 193.261 | 0
1386 | 0.7 | 12.6 | 442.2 | 212.1045 | 14.2 | 0 | 106.0522 | 0 | 37.6 | 43 | 183.9331 | 0
1387 | 0 | 9.2 | 396.1 | 156.3866 | 0 | 0 | 78.1933 | 0 | 75.1 | 42.9 | 421.7714 | 0
1388 | 0 | 2 | 347.4 | 93.3645 | 0 | 0 | 46.6822 | 0 | 75.1 | 42.9 | 273.4483 | 0
1389 | 0 | 8.6 | 404.8 | 62.693 | 0 | 0 | 31.3465 | 0 | 75.1 | 42.9 | 297.9407 | 0
1390 | 0 | 21.8 | 439.4 | 41.9657 | 0 | 0 | 20.9828 | 0 | 93.9 | 42.9 | 206.4407 | 0
1391 | 0 | 0 | 21.8 | 40.9842 | 0 | 0 | 20.4921 | 0 | 0 | 0 | 195.6484 | 0
1392 | 0 | 0 | 76.4 | 42.4736 | 0 | 0 | 21.2368 | 0 | 0 | 0 | 247.138 | 0
1393 | 0 | 0 | 121.8 | 40.571 | 0 | 0 | 20.2855 | 0 | 0 | 0 | 92.768 | 0
1394 | 0 | 3 | 167.3 | 42.0091 | 0.1 | 0 | 21.0045 | 0 | 0 | 0 | 91.9397 | 0
1395 | 0 | 19.6 | 212.7 | 42.3807 | 1.6 | 0 | 21.1903 | 0 | 0 | 0 | 80.4233 | 0
1396 | 0 | 40.6 | 249.5 | 39.9558 | 3.6 | 0 | 19.9779 | 0 | 0 | 0 | 81.7263 | 0
1397 | 0 | 59.8 | 282.4 | 44.2148 | 7.1 | 0 | 22.1074 | 0 | 0 | 0 | 86.8184 | 0
1398 | 0 | 75.4 | 304.6 | 41.2284 | 11.3 | 0 | 20.6142 | 0 | 0 | 0 | 128.5676 | 0
1399 | 0 | 254.6 | 828.7 | 58.532 | 30.7 | 0 | 29.266 | 0 | 56.3 | 42.9 | 106.0607 | 0
1400 | 0.7 | 289.2 | 766.8 | 83.0843 | 82.1 | 0 | 41.5422 | 0 | 37.6 | 43 | 124.1224 | 0
1401 | 2.1 | 242 | 224 | 160.6641 | 79.6 | 0 | 80.3321 | 0 | 0 | 43.2 | 136.8487 | 0
1402 | 3.5 | 196.6 | 213.2 | 243.534 | 87.1 | 0 | 121.767 | 0 | 0 | 43.4 | 290.2205 | 0
1403 | 3.5 | 142.3 | 155 | 257.9801 | 63.5 | 0 | 128.9901 | 0 | 0 | 43.4 | 137.151 | 0
1404 | 2.8 | 81.8 | 97.4 | 243.5672 | 33.7 | 0 | 121.7836 | 0 | 0 | 43.3 | 168.5489 | 0
1405 | 1.4 | 28 | 472.6 | 222.5925 | 9.3 | 0 | 111.2963 | 0 | 75.1 | 43.1 | 236.2267 | 0
1406 | 2.1 | 6.3 | 337.9 | 214.1998 | 5.5 | 0 | 107.0999 | 0 | 37.6 | 43.2 | 187.0106 | 0
1407 | 3.5 | 0.9 | 0.1 | 212.7082 | 6.3 | 0 | 106.3541 | 0 | 0 | 43.4 | 205.6062 | 0
1408 | 2.8 | 0 | 0 | 193.0672 | 3.3 | 0 | 96.5336 | 0 | 0 | 43.3 | 139.6272 | 0
1409 | 2.1 | 0.4 | 0.1 | 169.7244 | 0.5 | 0 | 84.8622 | 0 | 0 | 43.2 | 206.852 | 0
1410 | 0.7 | 7 | 368 | 144.3551 | 0 | 0 | 72.1775 | 0 | 37.6 | 43 | 215.393 | 0
1411 | 0 | 2.5 | 335.4 | 89.126 | 0 | 0 | 44.563 | 0 | 75.1 | 42.9 | 318.8441 | 0
1412 | 0 | 0 | 299.1 | 63.7377 | 0 | 0 | 31.8689 | 0 | 75.1 | 42.9 | 387.5651 | 0
1413 | 0 | 1.8 | 363.5 | 43.3901 | 0 | 0 | 21.695 | 0 | 75.1 | 42.9 | 243.1153 | 0
1414 | 0 | 17.5 | 408.4 | 42.3243 | 0 | 0 | 21.1621 | 0 | 93.9 | 42.9 | 231.6546 | 0
1415 | 0 | 0 | 9.4 | 41.185 | 0 | 0 | 20.5925 | 0 | 0 | 0 | 225.1043 | 0
1416 | 0 | 0 | 47.9 | 44.4962 | 0 | 0 | 22.2481 | 0 | 0 | 0 | 135.5896 | 0
1417 | 0 | 0 | 96.7 | 43.9985 | 0 | 0 | 21.9992 | 0 | 0 | 0 | 97.5548 | 0
1418 | 0 | 3.9 | 143.8 | 42.9023 | 0 | 0 | 21.4511 | 0 | 0 | 0 | 86.3464 | 0
1419 | 0 | 15.9 | 190.9 | 40.946 | 0 | 0 | 20.473 | 0 | 0 | 0 | 80.4283 | 0
1420 | 0 | 37 | 230.5 | 41.8863 | 0 | 0 | 20.9432 | 0 | 0 | 0 | 83.029 | 0
1421 | 0 | 56.5 | 265 | 40.7139 | 0 | 0 | 20.3569 | 0 | 0 | 0 | 80.6625 | 0
1422 | 0 | 72.6 | 289.1 | 42.5548 | 0 | 0 | 21.2774 | 0 | 0 | 0 | 115.8395 | 0
1423 | 0 | 254.8 | 811.7 | 55.2508 | 6.1 | 0 | 27.6254 | 0 | 56.3 | 42.9 | 136.1085 | 0
1424 | 0.7 | 288.8 | 749.1 | 87.484 | 64.7 | 0 | 43.742 | 0 | 37.6 | 43 | 231.2333 | 0
1425 | 2.1 | 250.2 | 226.6 | 178.3703 | 63.8 | 0 | 89.1852 | 0 | 0 | 43.2 | 298.8139 | 0
1426 | 3.5 | 216.4 | 231.2 | 320.074 | 76.3 | 0 | 160.037 | 0 | 0 | 43.4 | 259.4319 | 0
1427 | 3.5 | 173.1 | 190.4 | 306.88 | 63.5 | 0 | 153.44 | 0 | 0 | 43.4 | 106.1827 | 0
1428 | 2.8 | 122.9 | 149.9 | 283.4213 | 33.3 | 0 | 141.7107 | 0 | 0 | 43.3 | 211.4317 | 0
1429 | 1.4 | 73.1 | 554.8 | 255.7815 | 7.9 | 0 | 127.8908 | 0 | 75.1 | 43.1 | 165.1382 | 0
1430 | 2.1 | 41.1 | 421.9 | 228.822 | 20 | 0 | 114.411 | 0 | 37.6 | 43.2 | 171.7907 | 0
1431 | 3.5 | 29.2 | 8 | 236.8688 | 49.8 | 0 | 118.4344 | 0 | 0 | 43.4 | 151.4223 | 0
1432 | 2.8 | 23.8 | 10.2 | 223.3215 | 55.8 | 0 | 111.6607 | 0 | 0 | 43.3 | 152.1256 | 0
1433 | 2.1 | 23.8 | 15.7 | 243.6326 | 44.9 | 0 | 121.8163 | 0 | 0 | 43.2 | 233.9412 | 0
1434 | 0.7 | 44.6 | 482.9 | 216.1737 | 24.4 | 0 | 108.0869 | 0 | 37.6 | 43 | 397.9028 | 0
1435 | 0 | 23 | 433.2 | 133.6101 | 0 | 0 | 66.805 | 0 | 75.1 | 42.9 | 231.8133 | 0
1436 | 0 | 6.6 | 383.5 | 71.9281 | 0 | 0 | 35.964 | 0 | 75.1 | 42.9 | 445.3233 | 0
1437 | 0 | 23.5 | 438.4 | 56.5655 | 0 | 0 | 28.2828 | 0 | 75.1 | 42.9 | 313.8673 | 0
1438 | 0 | 45.1 | 473.7 | 43.0712 | 0 | 0 | 21.5356 | 0 | 93.9 | 42.9 | 227.1567 | 0
1439 | 0 | 0 | 34.6 | 44.7509 | 0 | 0 | 22.3755 | 0 | 0 | 0 | 182.4855 | 0
1440 | 0 | 0 | 93.4 | 41.2141 | 0 | 0 | 20.6071 | 0 | 0 | 0 | 152.544 | 0
1441 | 0 | 1.8 | 131 | 41.6155 | 0 | 0 | 20.8077 | 0 | 0 | 0 | 96.954 | 0
1442 | 0 | 8.7 | 163.9 | 41.9065 | 0 | 0 | 20.9532 | 0 | 0 | 0 | 83.2649 | 0
1443 | 0 | 17.6 | 194.4 | 43.383 | 0 | 0 | 21.6915 | 0 | 0 | 0 | 79.3578 | 0
1444 | 0 | 33.7 | 220.7 | 40.6178 | 0.1 | 0 | 20.3089 | 0 | 0 | 0 | 82.5564 | 0
1445 | 0 | 47.9 | 243.8 | 41.8213 | 1.7 | 0 | 20.9106 | 0 | 0 | 0 | 89.0695 | 0
1446 | 0 | 60.3 | 260.4 | 41.9421 | 5.2 | 0 | 20.9711 | 0 | 0 | 0 | 97.6702 | 0
1447 | 0 | 234.3 | 774 | 59.1614 | 25.6 | 0 | 29.5807 | 0 | 56.3 | 42.9 | 111.8768 | 0
1448 | 0.7 | 266.9 | 717.5 | 101.8033 | 80.5 | 0 | 50.9017 | 0 | 37.6 | 43 | 181.1909 | 0
1449 | 2.1 | 257.8 | 238.3 | 153.2012 | 88.9 | 0 | 76.6006 | 0 | 0 | 43.2 | 184.784 | 0
1450 | 3.5 | 251.2 | 283.2 | 232.979 | 112.3 | 0 | 116.4895 | 0 | 0 | 43.4 | 112.7214 | 0
1451 | 3.5 | 234.4 | 276.1 | 279.7264 | 102.7 | 0 | 139.8632 | 0 | 0 | 43.4 | 120.7427 | 0
1452 | 2.8 | 209.9 | 264.1 | 261.2064 | 74.6 | 0 | 130.6032 | 0 | 0 | 43.3 | 119.146 | 0
1453 | 1.4 | 186.5 | 714.6 | 252.2952 | 43.1 | 0 | 126.1476 | 0 | 75.1 | 43.1 | 166.2518 | 0
1454 | 2.1 | 185.8 | 640.7 | 228.3432 | 40.6 | 0 | 114.1716 | 0 | 37.6 | 43.2 | 246.7302 | 0
1455 | 3.5 | 184.3 | 158.2 | 216.541 | 55.3 | 0 | 108.2705 | 0 | 0 | 43.4 | 194.7654 | 0
1456 | 2.8 | 175.1 | 206.1 | 286.1369 | 52.8 | 0 | 143.0684 | 0 | 0 | 43.3 | 154.3195 | 0
1457 | 2.1 | 168.2 | 219.9 | 283.6848 | 42.2 | 0 | 141.8424 | 0 | 0 | 43.2 | 132.9474 | 0
1458 | 0.7 | 173.1 | 704.7 | 193.5636 | 25.1 | 0 | 96.7818 | 0 | 37.6 | 43 | 153.5011 | 0
1459 | 0 | 131.3 | 642.3 | 98.3679 | 0 | 0 | 49.1839 | 0 | 75.1 | 42.9 | 298.117 | 0
1460 | 0 | 101.7 | 566.9 | 61.3324 | 0 | 0 | 30.6662 | 0 | 75.1 | 42.9 | 175.7404 | 0
1461 | 0 | 117.7 | 617.6 | 42.9252 | 0 | 0 | 21.4626 | 0 | 75.1 | 42.9 | 281.2968 | 0
1462 | 0 | 129.2 | 647.6 | 40.0442 | 0 | 0 | 20.0221 | 0 | 93.9 | 42.9 | 331.0683 | 0
1463 | 0 | 19.4 | 171 | 42.42 | 0 | 0 | 21.21 | 0 | 0 | 0 | 138.623 | 0
1464 | 0 | 44.4 | 254.9 | 42.2648 | 0 | 0 | 21.1324 | 0 | 0 | 0 | 124.4506 | 0
1465 | 0 | 63.7 | 291.9 | 40.58 | 0 | 0 | 20.29 | 0 | 0 | 0 | 94.325 | 0
1466 | 0 | 80.1 | 324.2 | 42.4172 | 0.4 | 0 | 21.2086 | 0 | 0 | 0 | 95.2763 | 0
1467 | 0 | 93.4 | 351 | 40.4718 | 2.7 | 0 | 20.2359 | 0 | 0 | 0 | 94.2016 | 0
1468 | 0 | 106 | 377.5 | 42.5617 | 6.9 | 0 | 21.2808 | 0 | 0 | 0 | 87.5265 | 0
1469 | 0 | 116.4 | 399.9 | 41.9533 | 11.2 | 0 | 20.9766 | 0 | 0 | 0 | 82.2032 | 0
1470 | 0 | 124.3 | 412.3 | 43.2032 | 15.8 | 0 | 21.6016 | 0 | 0 | 0 | 109.206 | 0
1471 | 0 | 291 | 953.6 | 50.2793 | 35.3 | 0 | 25.1397 | 0 | 56.3 | 42.9 | 104.2544 | 0
1472 | 0 | 312.7 | 912.5 | 65.4978 | 37.6 | 0 | 32.7489 | 0 | 37.6 | 42.9 | 172.9894 | 0
1473 | 0 | 297.3 | 366.7 | 61.4641 | 37.8 | 0 | 30.7321 | 0 | 0 | 42.9 | 160.6557 | 0
1474 | 0 | 287.6 | 413.5 | 61.603 | 38.3 | 0 | 30.8015 | 0 | 0 | 42.9 | 134.9107 | 0
1475 | 0 | 265.7 | 402.5 | 60.6776 | 34.9 | 0 | 30.3388 | 0 | 0 | 42.9 | 133.3582 | 0
1476 | 0 | 245.5 | 394.8 | 55.8583 | 31.1 | 0 | 27.9291 | 0 | 0 | 42.9 | 166.8768 | 0
1477 | 0 | 232.5 | 882.6 | 57.4872 | 25.5 | 0 | 28.7436 | 0 | 75.1 | 42.9 | 155.5997 | 0
1478 | 0 | 218.9 | 808.2 | 53.6897 | 20.8 | 0 | 26.8449 | 0 | 37.6 | 42.9 | 149.9316 | 0
1479 | 0 | 220.6 | 287.3 | 53.3479 | 20.6 | 0 | 26.6739 | 0 | 0 | 42.9 | 125.0731 | 0
1480 | 0 | 218.8 | 352.9 | 52.7187 | 22 | 0 | 26.3594 | 0 | 0 | 42.9 | 123.0142 | 0
1481 | 0 | 227.2 | 380.4 | 60.6816 | 20 | 0 | 30.3408 | 0 | 0 | 42.9 | 141.0251 | 0
1482 | 0 | 229.5 | 881.8 | 69.8073 | 25 | 0 | 34.9036 | 0 | 37.6 | 42.9 | 171.8722 | 0
1483 | 0 | 197.4 | 823.5 | 66.4198 | 27.2 | 0 | 33.2099 | 0 | 75.1 | 42.9 | 227.042 | 0
1484 | 0 | 166.3 | 742.6 | 57.5018 | 16.7 | 0 | 28.7509 | 0 | 75.1 | 42.9 | 234.9259 | 0
1485 | 0 | 181.7 | 794.4 | 46.9254 | 22.1 | 0 | 23.4627 | 0 | 75.1 | 42.9 | 299.4635 | 0
1486 | 0 | 192.6 | 829.6 | 43.995 | 25.7 | 0 | 21.9975 | 0 | 93.9 | 42.9 | 261.6381 | 0
1487 | 0 | 85 | 314.6 | 42.7867 | 29.2 | 0 | 21.3933 | 0 | 0 | 0 | 153.9493 | 0
1488 | 0 | 112.7 | 408.9 | 43.4951 | 32.1 | 0 | 21.7476 | 0 | 0 | 0 | 123.1303 | 0
1489 | 0 | 127.2 | 439.8 | 42.3946 | 34.9 | 0 | 21.1973 | 0 | 0 | 0 | 88.8387 | 0
1490 | 0 | 138.9 | 465.4 | 42.6745 | 37.1 | 0 | 21.3372 | 0 | 0 | 0 | 79.7148 | 0
1491 | 0 | 149.6 | 490.1 | 42.4888 | 38.3 | 0 | 21.2444 | 0 | 0 | 0 | 78.165 | 0
1492 | 0 | 158.2 | 510 | 41.7571 | 39.6 | 0 | 20.8785 | 0 | 0 | 0 | 75.4421 | 0
1493 | 0 | 166.1 | 527.9 | 39.4751 | 43.2 | 0 | 19.7376 | 0 | 0 | 0 | 77.9297 | 0
1494 | 0 | 173.2 | 539.6 | 43.3219 | 44.2 | 0 | 21.6609 | 0 | 0 | 0 | 90.8599 | 0
1495 | 0 | 346.4 | 1111.1 | 45.8744 | 56.5 | 0 | 22.9372 | 0 | 56.3 | 42.9 | 115.508 | 0
1496 | 0 | 342.4 | 1071.5 | 63.9221 | 57.8 | 0 | 31.9611 | 0 | 37.6 | 42.9 | 127.8114 | 0
1497 | 0 | 315.9 | 475.5 | 62.7928 | 55.6 | 0 | 31.3964 | 0 | 0 | 42.9 | 109.5729 | 0
1498 | 0 | 294.4 | 515.9 | 63.761 | 53.1 | 0 | 31.8805 | 0 | 0 | 42.9 | 132.7563 | 0
1499 | 0 | 271.2 | 498.4 | 59.0356 | 50.5 | 0 | 29.5178 | 0 | 0 | 42.9 | 236.4528 | 0
1500 | 0 | 240.7 | 469.6 | 57.2117 | 45 | 0 | 28.6058 | 0 | 0 | 42.9 | 235.2458 | 0
1501 | 0 | 238.7 | 994 | 56.7573 | 40.8 | 0 | 28.3787 | 0 | 75.1 | 42.9 | 175.0008 | 0
1502 | 0 | 227.7 | 918.2 | 53.3572 | 40.4 | 0 | 26.6786 | 0 | 37.6 | 42.9 | 205.9029 | 0
1503 | 0 | 227.4 | 369.6 | 53.9278 | 39.8 | 0 | 26.9639 | 0 | 0 | 42.9 | 134.265 | 0
1504 | 0 | 235.6 | 444.2 | 53.9938 | 39.4 | 0 | 26.9969 | 0 | 0 | 42.9 | 137.8062 | 0
1505 | 0 | 236.4 | 452.3 | 59.6523 | 40.5 | 0 | 29.8262 | 0 | 0 | 42.9 | 130.0567 | 0
1506 | 0 | 251.1 | 977.7 | 69.6758 | 42.2 | 0 | 34.8379 | 0 | 37.6 | 42.9 | 259.7227 | 0
1507 | 0 | 241 | 947.3 | 64.802 | 42.5 | 0 | 32.401 | 0 | 75.1 | 42.9 | 413.5398 | 0
1508 | 0 | 204.6 | 860.8 | 52.5083 | 32.7 | 0 | 26.2542 | 0 | 75.1 | 42.9 | 329.9942 | 0
1509 | 0 | 219 | 910.6 | 45.7774 | 37.5 | 0 | 22.8887 | 0 | 75.1 | 42.9 | 218.1418 | 0
1510 | 0 | 228.6 | 946.2 | 42.7172 | 40.1 | 0 | 21.3586 | 0 | 93.9 | 42.9 | 181.1646 | 0
1511 | 0 | 125.3 | 405.4 | 42.2322 | 42.9 | 0 | 21.1161 | 0 | 0 | 0 | 173.5947 | 0
1512 | 0 | 154 | 502.7 | 41.1249 | 45.3 | 0 | 20.5624 | 0 | 0 | 0 | 122.6195 | 0
1513 | 0 | 167 | 534.5 | 41.215 | 47.1 | 0 | 20.6075 | 0 | 0 | 0 | 109.0871 | 0
1514 | 0 | 179.6 | 564.9 | 42.3481 | 49.3 | 0 | 21.1741 | 0 | 0 | 0 | 85.2812 | 0
1515 | 0 | 191.1 | 592.7 | 41.5637 | 51.9 | 0 | 20.7819 | 0 | 0 | 0 | 86.4646 | 0
1516 | 0 | 200.7 | 616.3 | 42.7653 | 54.5 | 0 | 21.3826 | 0 | 0 | 0 | 87.7607 | 0
1517 | 0 | 208.6 | 637.5 | 43.6123 | 56.3 | 0 | 21.8061 | 0 | 0 | 0 | 83.3832 | 0
1518 | 0 | 215.7 | 654.4 | 43.9938 | 57.7 | 0 | 21.9969 | 0 | 0 | 0 | 108.6027 | 0
1519 | 0 | 398.6 | 1269.2 | 64.6635 | 75.3 | 0 | 32.3317 | 0 | 56.3 | 42.9 | 107.3948 | 0
1520 | 0.7 | 452.9 | 1209 | 94.3466 | 141.3 | 0 | 47.1733 | 0 | 37.6 | 43 | 177.5629 | 0
1521 | 2.1 | 401.8 | 532.2 | 166.6376 | 141.1 | 0 | 83.3188 | 0 | 0 | 43.2 | 117.9562 | 0
1522 | 3.5 | 355.3 | 527.7 | 301.3866 | 171.8 | 0 | 150.6933 | 0 | 0 | 43.4 | 144.1278 | 0
1523 | 3.5 | 294.3 | 475.1 | 294.3123 | 159.3 | 0 | 147.1562 | 0 | 0 | 43.4 | 301.3534 | 0
1524 | 2.8 | 233.5 | 424 | 267.1498 | 121.6 | 0 | 133.5749 | 0 | 0 | 43.3 | 165.9041 | 0
1525 | 1.4 | 178.9 | 866.4 | 248.7354 | 78.5 | 0 | 124.3677 | 0 | 75.1 | 43.1 | 116.5065 | 0
1526 | 2.1 | 143.1 | 727.5 | 234.0761 | 74.1 | 0 | 117.038 | 0 | 37.6 | 43.2 | 200.6541 | 0
1527 | 3.5 | 129.1 | 176.7 | 230.6477 | 95 | 0 | 115.3239 | 0 | 0 | 43.4 | 202.5407 | 0
1528 | 2.8 | 115.1 | 203 | 229.5853 | 92 | 0 | 114.7927 | 0 | 0 | 43.3 | 172.2442 | 0
1529 | 2.1 | 106.5 | 218.5 | 196.6812 | 76.2 | 0 | 98.3406 | 0 | 0 | 43.2 | 117.5191 | 0
1530 | 0.7 | 122.4 | 709.7 | 193.8094 | 50.6 | 0 | 96.9047 | 0 | 37.6 | 43 | 172.4382 | 0
1531 | 0 | 95.1 | 668.2 | 136.8206 | 3.8 | 0 | 68.4103 | 0 | 75.1 | 42.9 | 212.56 | 0
1532 | 0 | 74.9 | 608.1 | 81.8229 | 1.8 | 0 | 40.9115 | 0 | 75.1 | 42.9 | 266.2809 | 0
1533 | 0 | 103.1 | 663.9 | 57.0223 | 4.4 | 0 | 28.5112 | 0 | 75.1 | 42.9 | 405.9197 | 0
1534 | 0 | 125.4 | 704.3 | 41.5894 | 7.9 | 0 | 20.7947 | 0 | 93.9 | 42.9 | 190.6206 | 0
1535 | 0 | 15 | 225.3 | 42.4163 | 14.9 | 0 | 21.2082 | 0 | 0 | 0 | 178.812 | 0
1536 | 0 | 43.6 | 320.1 | 40.4672 | 22.1 | 0 | 20.2336 | 0 | 0 | 0 | 248.5623 | 0
1537 | 0 | 69.5 | 359.5 | 42.7634 | 26.9 | 0 | 21.3817 | 0 | 0 | 0 | 115.0168 | 0
1538 | 0 | 91.9 | 396 | 41.128 | 30.4 | 0 | 20.564 | 0 | 0 | 0 | 89.1874 | 0
1539 | 0 | 111.6 | 430 | 41.8064 | 34 | 0 | 20.9032 | 0 | 0 | 0 | 88.5988 | 0
1540 | 0 | 128.2 | 460.1 | 43.0783 | 37 | 0 | 21.5391 | 0 | 0 | 0 | 75.7918 | 0
1541 | 0 | 141.7 | 485.9 | 42.116 | 39.7 | 0 | 21.058 | 0 | 0 | 0 | 75.5582 | 0
1542 | 0 | 153.3 | 505.1 | 41.4803 | 41.9 | 0 | 20.7402 | 0 | 0 | 0 | 100.6658 | 0
1543 | 0 | 328.7 | 1059.3 | 61.8974 | 57.1 | 0 | 30.9487 | 0 | 56.3 | 42.9 | 116.2673 | 0
1544 | 0.7 | 371.6 | 995.6 | 111.0443 | 114 | 0 | 55.5222 | 0 | 37.6 | 43 | 190.0805 | 0
1545 | 2.1 | 319.4 | 385.6 | 212.0886 | 114.1 | 0 | 106.0443 | 0 | 0 | 43.2 | 285.8574 | 0
1546 | 3.5 | 267.8 | 375.8 | 310.1283 | 129.9 | 0 | 155.0641 | 0 | 0 | 43.4 | 91.9378 | 0
1547 | 3.5 | 209.7 | 319.5 | 362.0065 | 114.5 | 0 | 181.0033 | 0 | 0 | 43.4 | 143.4397 | 0
1548 | 2.8 | 149.6 | 266.1 | 349.1376 | 78.7 | 0 | 174.5688 | 0 | 0 | 43.3 | 267.492 | 0
1549 | 1.4 | 91.8 | 673 | 293.7411 | 41.6 | 0 | 146.8706 | 0 | 75.1 | 43.1 | 268.4637 | 0
1550 | 2.1 | 52.7 | 528.2 | 219.8287 | 34.5 | 0 | 109.9143 | 0 | 37.6 | 43.2 | 181.4539 | 0
1551 | 3.5 | 37.6 | 38.9 | 214.392 | 45.7 | 0 | 107.196 | 0 | 0 | 43.4 | 119.5704 | 0
1552 | 2.8 | 29.7 | 45.1 | 208.7003 | 41.8 | 0 | 104.3501 | 0 | 0 | 43.3 | 84.5642 | 0
1553 | 2.1 | 28.4 | 63.9 | 228.2734 | 30.1 | 0 | 114.1367 | 0 | 0 | 43.2 | 110.9044 | 0
1554 | 0.7 | 50.5 | 547.3 | 228.7203 | 14.2 | 0 | 114.3602 | 0 | 37.6 | 43 | 141.4953 | 0
1555 | 0 | 33.1 | 503.3 | 139.8039 | 0 | 0 | 69.9019 | 0 | 75.1 | 42.9 | 161.3599 | 0
1556 | 0 | 19.1 | 459.4 | 81.5279 | 0 | 0 | 40.764 | 0 | 75.1 | 42.9 | 225.964 | 0
1557 | 0 | 46.9 | 524.4 | 56.6284 | 0 | 0 | 28.3142 | 0 | 75.1 | 42.9 | 284.262 | 0
1558 | 0 | 74.9 | 571 | 42.3038 | 0 | 0 | 21.1519 | 0 | 93.9 | 42.9 | 213.8714 | 0
1559 | 0 | 0 | 118 | 40.0699 | 0 | 0 | 20.0349 | 0 | 0 | 0 | 144.1928 | 0
1560 | 0 | 5.8 | 205.1 | 43.1837 | 0 | 0 | 21.5918 | 0 | 0 | 0 | 127.891 | 0
1561 | 0 | 26.8 | 255.3 | 41.5767 | 0.1 | 0 | 20.7884 | 0 | 0 | 0 | 106.3081 | 0
1562 | 0 | 54.9 | 305.2 | 41.3765 | 1.5 | 0 | 20.6883 | 0 | 0 | 0 | 88.1258 | 0
1563 | 0 | 80.7 | 352.7 | 40.5255 | 3.1 | 0 | 20.2627 | 0 | 0 | 0 | 78.5299 | 0
1564 | 0 | 101.8 | 391.9 | 43.9861 | 4.2 | 0 | 21.993 | 0 | 0 | 0 | 79.3583 | 0
1565 | 0 | 118.9 | 423.8 | 42.155 | 6.6 | 0 | 21.0775 | 0 | 0 | 0 | 78.8849 | 0
1566 | 0 | 133.8 | 448.6 | 43.3969 | 10.1 | 0 | 21.6984 | 0 | 0 | 0 | 81.3719 | 0
1567 | 0 | 313.9 | 994.1 | 61.9172 | 28.8 | 0 | 30.9586 | 0 | 56.3 | 42.9 | 108.6036 | 0
1568 | 0.7 | 356 | 925.4 | 103.8966 | 82.1 | 0 | 51.9483 | 0 | 37.6 | 43 | 98.0355 | 0
1569 | 2.1 | 306.4 | 345 | 205.7334 | 93.8 | 0 | 102.8667 | 0 | 0 | 43.2 | 95.5137 | 0
1570 | 3.5 | 260.1 | 337.9 | 317.5103 | 126.3 | 0 | 158.7552 | 0 | 0 | 43.4 | 100.3098 | 0
1571 | 3.5 | 205.4 | 285.4 | 366.1155 | 131 | 0 | 183.0577 | 0 | 0 | 43.4 | 199.6428 | 0
1572 | 2.8 | 145.4 | 235.7 | 357.8951 | 110.5 | 0 | 178.9475 | 0 | 0 | 43.3 | 297.6065 | 0
1573 | 1.4 | 86.9 | 647.1 | 315.6582 | 77.5 | 0 | 157.8291 | 0 | 75.1 | 43.1 | 215.7335 | 0
1574 | 2.1 | 48.9 | 497.7 | 266.6846 | 81.7 | 0 | 133.3423 | 0 | 37.6 | 43.2 | 171.8525 | 0
1575 | 3.5 | 35.6 | 21.8 | 265.7666 | 111.5 | 0 | 132.8833 | 0 | 0 | 43.4 | 119.7947 | 0
1576 | 2.8 | 25.8 | 25 | 232.5116 | 110.3 | 0 | 116.2558 | 0 | 0 | 43.3 | 120.0489 | 0
1577 | 2.1 | 22.1 | 42.1 | 197.3283 | 90.4 | 0 | 98.6641 | 0 | 0 | 43.2 | 168.615 | 0
1578 | 0.7 | 41.5 | 525.8 | 211.4958 | 56.1 | 0 | 105.7479 | 0 | 37.6 | 43 | 136.8125 | 0
1579 | 0 | 25.9 | 483.9 | 174.9138 | 7.2 | 0 | 87.4569 | 0 | 75.1 | 42.9 | 232.7684 | 0
1580 | 0 | 14.6 | 447.6 | 99.4111 | 2.3 | 0 | 49.7055 | 0 | 75.1 | 42.9 | 310.0865 | 0
1581 | 0 | 43.9 | 521.4 | 55.5251 | 5.4 | 0 | 27.7625 | 0 | 75.1 | 42.9 | 260.6133 | 0
1582 | 0 | 75.6 | 576.6 | 42.7557 | 11.1 | 0 | 21.3778 | 0 | 93.9 | 42.9 | 253.8147 | 0
1583 | 0 | 0 | 124.3 | 42.9348 | 15.8 | 0 | 21.4674 | 0 | 0 | 0 | 306.8194 | 0
1584 | 0 | 9 | 217.2 | 41.6145 | 21.6 | 0 | 20.8073 | 0 | 0 | 0 | 169.5133 | 0
1585 | 0 | 33.2 | 273.4 | 43.5311 | 26.3 | 0 | 21.7655 | 0 | 0 | 0 | 104.9812 | 0
1586 | 0 | 63.1 | 326.5 | 40.8106 | 30.6 | 0 | 20.4053 | 0 | 0 | 0 | 88.7178 | 0
1587 | 0 | 89.9 | 376.7 | 40.7765 | 35.6 | 0 | 20.3883 | 0 | 0 | 0 | 84.088 | 0
1588 | 0 | 111.8 | 417.5 | 40.8633 | 39.4 | 0 | 20.4316 | 0 | 0 | 0 | 76.7338 | 0
1589 | 0 | 130.3 | 453.2 | 44.5901 | 42.5 | 0 | 22.295 | 0 | 0 | 0 | 77.9282 | 0
1590 | 0 | 146.4 | 481.1 | 42.0484 | 44.5 | 0 | 21.0242 | 0 | 0 | 0 | 91.4558 | 0
1591 | 0 | 329.5 | 1027 | 62.0722 | 58.3 | 0 | 31.0361 | 0 | 56.3 | 42.9 | 97.4321 | 0
1592 | 0.7 | 383.6 | 973.9 | 103.6706 | 119.1 | 0 | 51.8353 | 0 | 37.6 | 43 | 114.41 | 0
1593 | 2.1 | 386.8 | 457.9 | 183.1679 | 136.4 | 0 | 91.584 | 0 | 0 | 43.2 | 178.5358 | 0
1594 | 3.5 | 405.1 | 534.3 | 287.5746 | 174.9 | 0 | 143.7873 | 0 | 0 | 43.4 | 227.3722 | 0
1595 | 3.5 | 402.5 | 546.7 | 316.6856 | 171.8 | 0 | 158.3428 | 0 | 0 | 43.4 | 192.4369 | 0
1596 | 2.8 | 388.1 | 556.8 | 305.5619 | 137.9 | 0 | 152.7809 | 0 | 0 | 43.3 | 203.6917 | 0
1597 | 1.4 | 363.6 | 1101.5 | 281.921 | 91.3 | 0 | 140.9605 | 0 | 75.1 | 43.1 | 174.9406 | 0
1598 | 2.1 | 314.6 | 945.9 | 271.2482 | 92.8 | 0 | 135.6241 | 0 | 37.6 | 43.2 | 152.7549 | 0
1599 | 3.5 | 302.6 | 370.9 | 215.8083 | 125.8 | 0 | 107.9042 | 0 | 0 | 43.4 | 138.2806 | 0
1600 | 2.8 | 282.6 | 417.7 | 184.1243 | 132.8 | 0 | 92.0622 | 0 | 0 | 43.3 | 196.6026 | 0
1601 | 2.1 | 259.3 | 424.2 | 145.6016 | 109.7 | 0 | 72.8008 | 0 | 0 | 43.2 | 256.3469 | 0
1602 | 0.7 | 256.5 | 930.5 | 157.5634 | 69.9 | 0 | 78.7817 | 0 | 37.6 | 43 | 216.7158 | 0
1603 | 0 | 206.6 | 890.7 | 106.1602 | 18.1 | 0 | 53.0801 | 0 | 75.1 | 42.9 | 184.6746 | 0
1604 | 0 | 177.5 | 817 | 74.5419 | 11.4 | 0 | 37.271 | 0 | 75.1 | 42.9 | 346.0277 | 0
1605 | 0 | 198 | 872.7 | 57.8021 | 20.5 | 0 | 28.901 | 0 | 75.1 | 42.9 | 367.3386 | 0
1606 | 0 | 212.2 | 915.8 | 42.7687 | 26.7 | 0 | 21.3843 | 0 | 93.9 | 42.9 | 263.3116 | 0
1607 | 0 | 94 | 394.1 | 41.4323 | 32.6 | 0 | 20.7161 | 0 | 0 | 0 | 204.8924 | 0
1608 | 0 | 125 | 492.4 | 41.3536 | 38 | 0 | 20.6768 | 0 | 0 | 0 | 142.8029 | 0
1609 | 0 | 143.1 | 526.4 | 40.3968 | 42 | 0 | 20.1984 | 0 | 0 | 0 | 131.1329 | 0
1610 | 0 | 158.7 | 557.4 | 42.2703 | 45 | 0 | 21.1352 | 0 | 0 | 0 | 76.3796 | 0
1611 | 0 | 171.7 | 584.7 | 40.8165 | 47.5 | 0 | 20.4082 | 0 | 0 | 0 | 75.9134 | 0
1612 | 0 | 183.4 | 609.8 | 42.0063 | 49.2 | 0 | 21.0031 | 0 | 0 | 0 | 80.0694 | 0
1613 | 0 | 193.4 | 631.5 | 43.6123 | 50.8 | 0 | 21.8061 | 0 | 0 | 0 | 82.79 | 0
1614 | 0 | 201.8 | 645.1 | 44.7181 | 51.8 | 0 | 22.359 | 0 | 0 | 0 | 106.0642 | 0
1615 | 0 | 381 | 1224 | 59.0526 | 64.3 | 0 | 29.5263 | 0 | 56.3 | 42.9 | 112.3576 | 0
1616 | 0.7 | 432 | 1181.6 | 90.6548 | 126.7 | 0 | 45.3274 | 0 | 37.6 | 43 | 111.6297 | 0
1617 | 2.1 | 402.7 | 545.9 | 176.7556 | 138.5 | 0 | 88.3778 | 0 | 0 | 43.2 | 107.3965 | 0
1618 | 3.5 | 385 | 570.6 | 282.1507 | 164.3 | 0 | 141.0753 | 0 | 0 | 43.4 | 95.754 | 0
1619 | 3.5 | 343.2 | 535.9 | 327.1058 | 150.7 | 0 | 163.5529 | 0 | 0 | 43.4 | 93.2455 | 0
1620 | 2.8 | 295.9 | 501.1 | 313.7187 | 116.1 | 0 | 156.8594 | 0 | 0 | 43.3 | 170.2707 | 0
1621 | 1.4 | 261.3 | 1001.6 | 282.91 | 79.8 | 0 | 141.455 | 0 | 75.1 | 43.1 | 243.5412 | 0
1622 | 2.1 | 244.8 | 898.5 | 254.7706 | 86.4 | 0 | 127.3853 | 0 | 37.6 | 43.2 | 155.9363 | 0
1623 | 3.5 | 247.7 | 340.1 | 260.0541 | 115.3 | 0 | 130.0271 | 0 | 0 | 43.4 | 195.1664 | 0
1624 | 2.8 | 240.6 | 397 | 257.8685 | 110.4 | 0 | 128.9343 | 0 | 0 | 43.3 | 253.6691 | 0
1625 | 2.1 | 234.5 | 414.3 | 194.8346 | 92.2 | 0 | 97.4173 | 0 | 0 | 43.2 | 121.2484 | 0
1626 | 0.7 | 243.6 | 942.2 | 193.475 | 59.5 | 0 | 96.7375 | 0 | 37.6 | 43 | 138.8391 | 0
1627 | 0 | 197.9 | 911.2 | 95.7868 | 10 | 0 | 47.8934 | 0 | 75.1 | 42.9 | 136.2756 | 0
1628 | 0 | 167.1 | 828.1 | 51.9969 | 4 | 0 | 25.9985 | 0 | 75.1 | 42.9 | 210.6474 | 0
1629 | 0 | 184.3 | 873.7 | 40.7365 | 10.7 | 0 | 20.3683 | 0 | 75.1 | 42.9 | 207.9277 | 0
1630 | 0 | 196.1 | 905.8 | 40.2884 | 17.7 | 0 | 20.1442 | 0 | 93.9 | 42.9 | 159.3011 | 0
1631 | 0 | 78 | 371.1 | 39.3626 | 23.2 | 0 | 19.6813 | 0 | 0 | 0 | 178.8202 | 0
1632 | 0 | 106.1 | 460.5 | 42.0611 | 28.2 | 0 | 21.0306 | 0 | 0 | 0 | 143.3735 | 0
1633 | 0 | 122.1 | 486.7 | 41.5355 | 32.9 | 0 | 20.7678 | 0 | 0 | 0 | 101.4961 | 0
1634 | 0 | 136.1 | 511 | 42.0311 | 37.1 | 0 | 21.0155 | 0 | 0 | 0 | 81.4898 | 0
1635 | 0 | 148 | 533.8 | 43.1855 | 41.7 | 0 | 21.5928 | 0 | 0 | 0 | 75.6766 | 0
1636 | 0 | 157.8 | 552.6 | 40.1653 | 44.7 | 0 | 20.0827 | 0 | 0 | 0 | 76.0287 | 0
1637 | 0 | 166.4 | 569 | 42.6875 | 47 | 0 | 21.3437 | 0 | 0 | 0 | 78.1645 | 0
1638 | 0 | 173.5 | 578.1 | 40.4133 | 50.1 | 0 | 20.2066 | 0 | 0 | 0 | 122.6439 | 0
1639 | 0 | 348.1 | 1164.1 | 43.0476 | 65.7 | 0 | 21.5238 | 0 | 56.3 | 42.9 | 87.7649 | 0
1640 | 0 | 368.5 | 1115.7 | 60.7151 | 62.7 | 0 | 30.3575 | 0 | 37.6 | 42.9 | 114.8973 | 0
1641 | 0 | 333.1 | 479.8 | 70.4426 | 50.5 | 0 | 35.2213 | 0 | 0 | 42.9 | 186.6021 | 0
1642 | 0 | 307.2 | 501.2 | 68.7052 | 41.7 | 0 | 34.3526 | 0 | 0 | 42.9 | 147.8237 | 0
1643 | 0 | 265.2 | 464.9 | 64.1701 | 34.6 | 0 | 32.085 | 0 | 0 | 42.9 | 163.067 | 0
1644 | 0 | 224.1 | 427.9 | 64.1605 | 24.9 | 0 | 32.0802 | 0 | 0 | 42.9 | 147.9595 | 0
1645 | 0 | 196.7 | 899.3 | 61.5174 | 15.1 | 0 | 30.7587 | 0 | 75.1 | 42.9 | 170.9488 | 0
1646 | 0 | 178.1 | 802.5 | 61.0281 | 9.7 | 0 | 30.514 | 0 | 37.6 | 42.9 | 271.0085 | 0
1647 | 0 | 173.2 | 260.9 | 58.5338 | 5.6 | 0 | 29.2669 | 0 | 0 | 42.9 | 228.3231 | 0
1648 | 0 | 167.4 | 311.5 | 59.6567 | 3.3 | 0 | 29.8283 | 0 | 0 | 42.9 | 150.5735 | 0
1649 | 0 | 172.1 | 327.6 | 61.5407 | 2.4 | 0 | 30.7703 | 0 | 0 | 42.9 | 150.5767 | 0
1650 | 0 | 188.4 | 841.7 | 68.239 | 3.2 | 0 | 34.1195 | 0 | 37.6 | 42.9 | 229.1107 | 0
1651 | 0 | 170.9 | 798.4 | 68.9612 | 10.4 | 0 | 34.4806 | 0 | 75.1 | 42.9 | 460.0754 | 0
1652 | 0 | 137.4 | 715.2 | 47.5796 | 4.3 | 0 | 23.7898 | 0 | 75.1 | 42.9 | 309.9667 | 0
1653 | 0 | 152.7 | 758.4 | 43.9755 | 8.5 | 0 | 21.9878 | 0 | 75.1 | 42.9 | 365.7324 | 0
1654 | 0 | 162.6 | 782.7 | 40.2196 | 13.4 | 0 | 20.1098 | 0 | 93.9 | 42.9 | 215.6472 | 0
1655 | 0 | 48.8 | 270.6 | 42.8886 | 18.3 | 0 | 21.4443 | 0 | 0 | 0 | 294.317 | 0
1656 | 0 | 74.8 | 354.9 | 40.9092 | 23 | 0 | 20.4546 | 0 | 0 | 0 | 123.6045 | 0
1657 | 0 | 90.8 | 381.8 | 42.2613 | 27.1 | 0 | 21.1307 | 0 | 0 | 0 | 95.1569 | 0
1658 | 0 | 104.2 | 405.4 | 43.7806 | 30.9 | 0 | 21.8903 | 0 | 0 | 0 | 91.4584 | 0
1659 | 0 | 115.7 | 426.6 | 42.231 | 34.5 | 0 | 21.1155 | 0 | 0 | 0 | 79.1196 | 0
1660 | 0 | 125.1 | 445.1 | 43.9783 | 37.5 | 0 | 21.9892 | 0 | 0 | 0 | 77.0878 | 0
1661 | 0 | 133 | 461.2 | 41.9762 | 40 | 0 | 20.9881 | 0 | 0 | 0 | 76.9719 | 0
1662 | 0 | 140.3 | 471.4 | 43.4068 | 42.1 | 0 | 21.7034 | 0 | 0 | 0 | 96.8315 | 0
1663 | 0 | 309.7 | 1028.6 | 52.4987 | 55.8 | 0 | 26.2494 | 0 | 56.3 | 42.9 | 118.2722 | 0
1664 | 0 | 297.8 | 978.7 | 67.2247 | 46.9 | 0 | 33.6123 | 0 | 37.6 | 42.9 | 106.0564 | 0
1665 | 0 | 249.8 | 370 | 69.7171 | 35.5 | 0 | 34.8585 | 0 | 0 | 42.9 | 211.1041 | 0
1666 | 0 | 216 | 387.3 | 69.3786 | 25.9 | 0 | 34.6893 | 0 | 0 | 42.9 | 138.1516 | 0
1667 | 0 | 189.4 | 360.2 | 67.1571 | 15.5 | 0 | 33.5786 | 0 | 0 | 42.9 | 179.9855 | 0
1668 | 0 | 162.2 | 329.3 | 61.4899 | 4.9 | 0 | 30.7449 | 0 | 0 | 42.9 | 256.9996 | 0
1669 | 0 | 145.7 | 773.5 | 58.3423 | 0.3 | 0 | 29.1711 | 0 | 75.1 | 42.9 | 186.6292 | 0
1670 | 0 | 124.7 | 675.3 | 57.2638 | 0 | 0 | 28.6319 | 0 | 37.6 | 42.9 | 124.9278 | 0
1671 | 0 | 114.2 | 166.3 | 57.2098 | 0 | 0 | 28.6049 | 0 | 0 | 42.9 | 170.1044 | 0
1672 | 0 | 110.6 | 208.5 | 55.8852 | 0 | 0 | 27.9426 | 0 | 0 | 42.9 | 265.5573 | 0
1673 | 0 | 115.8 | 221.6 | 68.6655 | 0 | 0 | 34.3327 | 0 | 0 | 42.9 | 207.9934 | 0
1674 | 0 | 133.4 | 706.8 | 75.7097 | 0 | 0 | 37.8549 | 0 | 37.6 | 42.9 | 140.2672 | 0
1675 | 0 | 140.1 | 650.4 | 66.3755 | 0.1 | 0 | 33.1877 | 0 | 75.1 | 42.9 | 224.7874 | 0
1676 | 0 | 110.3 | 581.2 | 48.6355 | 0 | 0 | 24.3178 | 0 | 75.1 | 42.9 | 190.7673 | 0
1677 | 0 | 130.6 | 639.4 | 44.8786 | 0 | 0 | 22.4393 | 0 | 75.1 | 42.9 | 336.6135 | 0
1678 | 0 | 145.9 | 677.8 | 43.5029 | 0.3 | 0 | 21.7514 | 0 | 93.9 | 42.9 | 229.3447 | 0
1679 | 0 | 38.8 | 204.1 | 42.3754 | 2.2 | 0 | 21.1877 | 0 | 0 | 0 | 335.0034 | 0
1680 | 0 | 68.6 | 297.6 | 42.0072 | 4.2 | 0 | 21.0036 | 0 | 0 | 0 | 194.5342 | 0
1681 | 0 | 90.4 | 340.8 | 42.4179 | 8 | 0 | 21.2089 | 0 | 0 | 0 | 142.5327 | 0
1682 | 0 | 110.9 | 384.2 | 42.1746 | 14.3 | 0 | 21.0873 | 0 | 0 | 0 | 88.3578 | 0
1683 | 0 | 131 | 428.8 | 42.4668 | 20.7 | 0 | 21.2334 | 0 | 0 | 0 | 76.8556 | 0
1684 | 0 | 147.3 | 466 | 40.3789 | 26.3 | 0 | 20.1894 | 0 | 0 | 0 | 77.2073 | 0
1685 | 0 | 159.8 | 495.7 | 40.9383 | 30.7 | 0 | 20.4691 | 0 | 0 | 0 | 77.9249 | 0
1686 | 0 | 170.3 | 517.5 | 41.652 | 34.6 | 0 | 20.826 | 0 | 0 | 0 | 78.2824 | 0
1687 | 0 | 342.2 | 1070.8 | 56.3343 | 49.7 | 0 | 28.1672 | 0 | 56.3 | 42.9 | 85.9847 | 0
1688 | 0.7 | 367 | 975.9 | 89.8066 | 94.8 | 0 | 44.9033 | 0 | 37.6 | 43 | 100.309 | 0
1689 | 2.1 | 311.8 | 367.2 | 146.0222 | 98.4 | 0 | 73.0111 | 0 | 0 | 43.2 | 127.1721 | 0
1690 | 3.5 | 266.7 | 363.8 | 245.2407 | 119.9 | 0 | 122.6204 | 0 | 0 | 43.4 | 81.4929 | 0
1691 | 3.5 | 211.5 | 309.3 | 288.3956 | 106.8 | 0 | 144.1978 | 0 | 0 | 43.4 | 108.0043 | 0
1692 | 2.8 | 150.6 | 252.6 | 307.9474 | 70.7 | 0 | 153.9737 | 0 | 0 | 43.3 | 142.0156 | 0
1693 | 1.4 | 91.6 | 654.2 | 302.2367 | 31.6 | 0 | 151.1184 | 0 | 75.1 | 43.1 | 297.8249 | 0
1694 | 2.1 | 52 | 503.6 | 288.6376 | 24.7 | 0 | 144.3188 | 0 | 37.6 | 43.2 | 176.843 | 0
1695 | 3.5 | 35.3 | 24.1 | 271.9836 | 38.9 | 0 | 135.9918 | 0 | 0 | 43.4 | 160.9465 | 0
1696 | 2.8 | 23.9 | 23.1 | 236.7544 | 33.9 | 0 | 118.3772 | 0 | 0 | 43.3 | 214.7456 | 0
1697 | 2.1 | 18.6 | 27.5 | 168.75 | 19.8 | 0 | 84.375 | 0 | 0 | 43.2 | 77.684 | 0
1698 | 0.7 | 29.9 | 492.5 | 114.3781 | 5.9 | 0 | 57.1891 | 0 | 37.6 | 43 | 116.7159 | 0
1699 | 0 | 20.6 | 449.8 | 82.7406 | 0 | 0 | 41.3703 | 0 | 75.1 | 42.9 | 203.234 | 0
1700 | 0 | 9.9 | 406.5 | 47.1095 | 0 | 0 | 23.5547 | 0 | 75.1 | 42.9 | 192.3289 | 0
1701 | 0 | 29.6 | 468.2 | 43.5361 | 0 | 0 | 21.768 | 0 | 75.1 | 42.9 | 251.3517 | 0
1702 | 0 | 56.2 | 511.6 | 39.1445 | 0 | 0 | 19.5722 | 0 | 93.9 | 42.9 | 193.2089 | 0
1703 | 0 | 0 | 66.2 | 41.0846 | 0 | 0 | 20.5423 | 0 | 0 | 0 | 173.791 | 0
1704 | 0 | 0.3 | 140.1 | 40.3367 | 0 | 0 | 20.1684 | 0 | 0 | 0 | 132.8752 | 0
1705 | 0 | 9.4 | 185.5 | 42.8369 | 0 | 0 | 21.4184 | 0 | 0 | 0 | 109.9371 | 0
1706 | 0 | 27.2 | 225.2 | 39.3905 | 0.2 | 0 | 19.6953 | 0 | 0 | 0 | 90.3826 | 0
1707 | 0 | 50.2 | 265 | 41.8817 | 2.1 | 0 | 20.9408 | 0 | 0 | 0 | 86.4628 | 0
1708 | 0 | 69.3 | 298.2 | 43.5085 | 4 | 0 | 21.7542 | 0 | 0 | 0 | 81.0202 | 0
1709 | 0 | 85.9 | 328.4 | 42.2285 | 7.1 | 0 | 21.1142 | 0 | 0 | 0 | 83.2671 | 0
1710 | 0 | 99.7 | 349.5 | 43.4716 | 12.1 | 0 | 21.7358 | 0 | 0 | 0 | 89.903 | 0
1711 | 0 | 275.2 | 874.6 | 71.1932 | 32 | 0 | 35.5966 | 0 | 56.3 | 42.9 | 141.1851 | 0
1712 | 0.7 | 306 | 798.2 | 109.6205 | 78.2 | 0 | 54.8103 | 0 | 37.6 | 43 | 165.1935 | 0
1713 | 2.1 | 276.9 | 275.7 | 162.726 | 78.7 | 0 | 81.363 | 0 | 0 | 43.2 | 106.3055 | 0
1714 | 3.5 | 250.2 | 293.4 | 210.3903 | 99.8 | 0 | 105.1951 | 0 | 0 | 43.4 | 148.292 | 0
1715 | 3.5 | 217.8 | 262.8 | 228.8586 | 88.8 | 0 | 114.4293 | 0 | 0 | 43.4 | 376.3517 | 0
1716 | 2.8 | 188.8 | 238.8 | 220.7882 | 57.1 | 0 | 110.3941 | 0 | 0 | 43.3 | 236.7988 | 0
1717 | 1.4 | 153.3 | 666.9 | 196.537 | 20.2 | 0 | 98.2685 | 0 | 75.1 | 43.1 | 138.89 | 0
1718 | 2.1 | 125.4 | 539.7 | 180.3802 | 12.7 | 0 | 90.1901 | 0 | 37.6 | 43.2 | 180.5307 | 0
1719 | 3.5 | 115.2 | 72.2 | 183.4707 | 23.7 | 0 | 91.7354 | 0 | 0 | 43.4 | 159.8977 | 0
1720 | 2.8 | 106.2 | 100.2 | 182.0665 | 15.5 | 0 | 91.0332 | 0 | 0 | 43.3 | 149.3549 | 0
1721 | 2.1 | 102.8 | 116.7 | 174.037 | 4.2 | 0 | 87.0185 | 0 | 0 | 43.2 | 302.0678 | 0
1722 | 0.7 | 116.4 | 593.5 | 138.3754 | 0.2 | 0 | 69.1877 | 0 | 37.6 | 43 | 233.3202 | 0
1723 | 0 | 81.5 | 536.2 | 80.1962 | 0 | 0 | 40.0981 | 0 | 75.1 | 42.9 | 199.0093 | 0
1724 | 0 | 51.1 | 469.2 | 47.1153 | 0 | 0 | 23.5577 | 0 | 75.1 | 42.9 | 232.3983 | 0
1725 | 0 | 70.1 | 515.6 | 44.5297 | 0 | 0 | 22.2648 | 0 | 75.1 | 42.9 | 394.6461 | 0
1726 | 0 | 83.8 | 539.9 | 40.9687 | 0 | 0 | 20.4843 | 0 | 93.9 | 42.9 | 417.2094 | 0
1727 | 0 | 0 | 89.7 | 39.7999 | 0 | 0 | 19.9 | 0 | 0 | 0 | 192.1517 | 0
1728 | 0 | 3 | 152.3 | 42.2465 | 0 | 0 | 21.1232 | 0 | 0 | 0 | 148.2998 | 0
1729 | 0 | 11.7 | 183.6 | 43.3163 | 0 | 0 | 21.6582 | 0 | 0 | 0 | 114.2885 | 0
1730 | 0 | 27.4 | 211.3 | 41.8702 | 0 | 0 | 20.9351 | 0 | 0 | 0 | 95.9895 | 0
1731 | 0 | 39.6 | 227.6 | 41.8894 | 0 | 0 | 20.9447 | 0 | 0 | 0 | 96.8329 | 0
1732 | 0 | 52.7 | 250.1 | 39.0217 | 0 | 0 | 19.5109 | 0 | 0 | 0 | 77.205 | 0
1733 | 0 | 73.8 | 295.7 | 41.7528 | 0 | 0 | 20.8764 | 0 | 0 | 0 | 82.2037 | 0
1734 | 0 | 81.3 | 304.2 | 42.5973 | 1.1 | 0 | 21.2986 | 0 | 0 | 0 | 88.6 | 0
1735 | 0 | 236.9 | 797.8 | 52.0645 | 16.3 | 0 | 26.0323 | 0 | 56.3 | 42.9 | 106.3064 | 0
1736 | 0.7 | 263.6 | 730.6 | 83.9611 | 67.8 | 0 | 41.9806 | 0 | 37.6 | 43 | 106.1844 | 0
1737 | 2.1 | 252.5 | 236.9 | 173.8253 | 69.4 | 0 | 86.9127 | 0 | 0 | 43.2 | 145.5356 | 0
1738 | 3.5 | 253.1 | 291 | 255.8001 | 88.4 | 0 | 127.9001 | 0 | 0 | 43.4 | 121.7893 | 0
1739 | 3.5 | 243.4 | 292.5 | 275.4058 | 76.4 | 0 | 137.7029 | 0 | 0 | 43.4 | 168.6499 | 0
1740 | 2.8 | 228.2 | 291.5 | 271.0815 | 44.6 | 0 | 135.5407 | 0 | 0 | 43.3 | 175.6241 | 0
1741 | 1.4 | 212.2 | 762 | 251.3385 | 8.6 | 0 | 125.6692 | 0 | 75.1 | 43.1 | 193.5198 | 0
1742 | 2.1 | 206.6 | 695.5 | 216.8701 | 3.3 | 0 | 108.4351 | 0 | 37.6 | 43.2 | 116.2605 | 0
1743 | 3.5 | 211.6 | 207 | 223.9224 | 6.8 | 0 | 111.9612 | 0 | 0 | 43.4 | 123.329 | 0
1744 | 2.8 | 206 | 264.5 | 216.761 | 4.2 | 0 | 108.3805 | 0 | 0 | 43.3 | 152.2864 | 0
1745 | 2.1 | 195.9 | 273.9 | 188.6861 | 2.1 | 0 | 94.343 | 0 | 0 | 43.2 | 163.7844 | 0
1746 | 0.7 | 195.1 | 762.3 | 160.5603 | 0 | 0 | 80.2802 | 0 | 37.6 | 43 | 481.0461 | 0
1747 | 0 | 147.5 | 701 | 109.239 | 0 | 0 | 54.6195 | 0 | 75.1 | 42.9 | 491.0961 | 0
1748 | 0 | 119 | 616 | 66.1409 | 0 | 0 | 33.0704 | 0 | 75.1 | 42.9 | 317.7182 | 0
1749 | 0 | 129.1 | 653.5 | 57.1469 | 0 | 0 | 28.5735 | 0 | 75.1 | 42.9 | 197.5689 | 0
1750 | 0 | 134.4 | 668.2 | 40.7207 | 0 | 0 | 20.3604 | 0 | 93.9 | 42.9 | 246.9185 | 0
1751 | 0 | 28 | 170.6 | 42.0962 | 0 | 0 | 21.0481 | 0 | 0 | 0 | 176.7437 | 0
1752 | 0 | 46.8 | 240.4 | 43.4223 | 0 | 0 | 21.7112 | 0 | 0 | 0 | 134.3348 | 0
1753 | 0 | 58.9 | 263.5 | 41.8876 | 0 | 0 | 20.9438 | 0 | 0 | 0 | 87.8862 | 0
1754 | 0 | 70.5 | 286.7 | 43.8361 | 0 | 0 | 21.918 | 0 | 0 | 0 | 84.208 | 0
1755 | 0 | 76.5 | 296.9 | 42.5561 | 0 | 0 | 21.278 | 0 | 0 | 0 | 82.9082 | 0
1756 | 0 | 81.1 | 304.7 | 43.5624 | 0 | 0 | 21.7812 | 0 | 0 | 0 | 83.7331 | 0
1757 | 0 | 86.2 | 314.9 | 42.1293 | 0 | 0 | 21.0647 | 0 | 0 | 0 | 79.5961 | 0
1758 | 0 | 91.6 | 321.8 | 41.1221 | 0 | 0 | 20.561 | 0 | 0 | 0 | 94.9174 | 0
1759 | 0 | 252 | 854.8 | 60.5706 | 1.6 | 0 | 30.2853 | 0 | 56.3 | 42.9 | 116.7572 | 0
1760 | 0.7 | 288 | 811.2 | 91.1253 | 58.8 | 0 | 45.5626 | 0 | 37.6 | 43 | 133.4977 | 0
1761 | 2.1 | 269.5 | 271.3 | 150.1922 | 58.7 | 0 | 75.0961 | 0 | 0 | 43.2 | 135.4127 | 0
1762 | 3.5 | 260.1 | 312.5 | 254.7783 | 78.7 | 0 | 127.3892 | 0 | 0 | 43.4 | 149.8363 | 0
1763 | 3.5 | 240.3 | 302.1 | 273.1927 | 73.4 | 0 | 136.5963 | 0 | 0 | 43.4 | 228.7106 | 0
1764 | 2.8 | 213.7 | 286.3 | 239.1563 | 52.4 | 0 | 119.5782 | 0 | 0 | 43.3 | 145.0101 | 0
1765 | 1.4 | 190.8 | 742.9 | 222.3148 | 25.2 | 0 | 111.1574 | 0 | 75.1 | 43.1 | 102.2209 | 0
1766 | 2.1 | 178.5 | 677.4 | 220.1249 | 24.8 | 0 | 110.0625 | 0 | 37.6 | 43.2 | 152.4554 | 0
1767 | 3.5 | 174.9 | 172.8 | 240.8175 | 39.7 | 0 | 120.4088 | 0 | 0 | 43.4 | 157.0674 | 0
1768 | 2.8 | 167.5 | 219.5 | 287.8275 | 37.7 | 0 | 143.9138 | 0 | 0 | 43.3 | 109.9343 | 0
1769 | 2.1 | 160.9 | 227.7 | 289.4915 | 28.8 | 0 | 144.7457 | 0 | 0 | 43.2 | 128.3474 | 0
1770 | 0.7 | 161.9 | 708.8 | 249.1439 | 15 | 0 | 124.572 | 0 | 37.6 | 43 | 136.967 | 0
1771 | 0 | 120.8 | 641.6 | 175.8479 | 0 | 0 | 87.9239 | 0 | 75.1 | 42.9 | 296.2859 | 0
1772 | 0 | 91.7 | 552.8 | 102.3603 | 0 | 0 | 51.1801 | 0 | 75.1 | 42.9 | 286.0785 | 0
1773 | 0 | 103.5 | 591.7 | 61.5097 | 0 | 0 | 30.7548 | 0 | 75.1 | 42.9 | 188.5856 | 0
1774 | 0 | 111.4 | 607.3 | 43.8237 | 0 | 0 | 21.9118 | 0 | 93.9 | 42.9 | 167.4707 | 0
1775 | 0 | 11.3 | 131.9 | 41.8355 | 0 | 0 | 20.9178 | 0 | 0 | 0 | 166.0954 | 0
1776 | 0 | 35.2 | 215 | 42.7132 | 0 | 0 | 21.3566 | 0 | 0 | 0 | 187.5719 | 0
1777 | 0 | 45.4 | 230.3 | 40.7068 | 0 | 0 | 20.3534 | 0 | 0 | 0 | 138.91 | 0
1778 | 0 | 61 | 261.7 | 39.9983 | 0 | 0 | 19.9991 | 0 | 0 | 0 | 102.4587 | 0
1779 | 0 | 69 | 275.2 | 40.9907 | 0 | 0 | 20.4953 | 0 | 0 | 0 | 107.2752 | 0
1780 | 0 | 72.6 | 278.6 | 42.2276 | 0.3 | 0 | 21.1138 | 0 | 0 | 0 | 86.1062 | 0
1781 | 0 | 78.4 | 289.3 | 41.057 | 3.4 | 0 | 20.5285 | 0 | 0 | 0 | 79.4779 | 0
1782 | 0 | 84 | 296.5 | 44.1079 | 8.4 | 0 | 22.0539 | 0 | 0 | 0 | 111.6345 | 0
1783 | 0 | 243.2 | 826.9 | 62.9105 | 27.4 | 0 | 31.4553 | 0 | 56.3 | 42.9 | 107.5143 | 0
1784 | 0.7 | 280.2 | 783 | 110.1195 | 70.4 | 0 | 55.0597 | 0 | 37.6 | 43 | 111.7527 | 0
1785 | 2.1 | 263.8 | 255.3 | 183.6151 | 67.6 | 0 | 91.8076 | 0 | 0 | 43.2 | 150.0325 | 0
1786 | 3.5 | 256 | 298.7 | 278.3963 | 81.8 | 0 | 139.1981 | 0 | 0 | 43.4 | 156.0115 | 0
1787 | 3.5 | 239.5 | 292.2 | 336.6502 | 68.2 | 0 | 168.3251 | 0 | 0 | 43.4 | 91.5779 | 0
1788 | 2.8 | 218.6 | 283.2 | 291.4195 | 37.8 | 0 | 145.7098 | 0 | 0 | 43.3 | 115.7935 | 0
1789 | 1.4 | 198.8 | 745.9 | 252.0597 | 4.4 | 0 | 126.0298 | 0 | 75.1 | 43.1 | 121.8577 | 0
1790 | 2.1 | 184 | 674.8 | 241.5858 | 0.4 | 0 | 120.7929 | 0 | 37.6 | 43.2 | 319.5032 | 0
1791 | 3.5 | 180.5 | 172.9 | 241.2545 | 1.1 | 0 | 120.6273 | 0 | 0 | 43.4 | 219.8421 | 0
1792 | 2.8 | 170.3 | 217 | 224.2708 | 0 | 0 | 112.1354 | 0 | 0 | 43.3 | 269.7167 | 0
1793 | 2.1 | 160.7 | 222.2 | 183.8209 | 0 | 0 | 91.9105 | 0 | 0 | 43.2 | 161.9707 | 0
1794 | 0.7 | 163.6 | 705.6 | 181.3608 | 0 | 0 | 90.6804 | 0 | 37.6 | 43 | 300.0123 | 0
1795 | 0 | 121.9 | 636.2 | 117.2883 | 0 | 0 | 58.6442 | 0 | 75.1 | 42.9 | 215.8097 | 0
1796 | 0 | 94.8 | 554.2 | 69.3517 | 0 | 0 | 34.6758 | 0 | 75.1 | 42.9 | 249.6598 | 0
1797 | 0 | 105.4 | 590.3 | 53.6603 | 0 | 0 | 26.8301 | 0 | 75.1 | 42.9 | 252.6552 | 0
1798 | 0 | 105.7 | 586.8 | 42.888 | 0 | 0 | 21.444 | 0 | 93.9 | 42.9 | 248.0307 | 0
1799 | 0 | 4.1 | 104 | 41.6759 | 0 | 0 | 20.8379 | 0 | 0 | 0 | 258.7494 | 0
1800 | 0 | 15.5 | 160.9 | 45.2103 | 0 | 0 | 22.6051 | 0 | 0 | 0 | 220.4078 | 0
1801 | 0 | 24.5 | 173.6 | 42.637 | 0 | 0 | 21.3185 | 0 | 0 | 0 | 119.5242 | 0
1802 | 0 | 30.6 | 181 | 42.3069 | 0 | 0 | 21.1535 | 0 | 0 | 0 | 111.6326 | 0
1803 | 0 | 36.2 | 188.7 | 41.4934 | 0 | 0 | 20.7467 | 0 | 0 | 0 | 119.9726 | 0
1804 | 0 | 41.3 | 196.2 | 43.3808 | 0 | 0 | 21.6904 | 0 | 0 | 0 | 175.0821 | 0
1805 | 0 | 45.6 | 202.7 | 42.3701 | 0 | 0 | 21.1851 | 0 | 0 | 0 | 88.5964 | 0
1806 | 0 | 49.1 | 204 | 42.4237 | 0 | 0 | 21.2119 | 0 | 0 | 0 | 97.9157 | 0
1807 | 0 | 202.7 | 723.8 | 47.7005 | 0 | 0 | 23.8502 | 0 | 56.3 | 42.9 | 116.9562 | 0
1808 | 0 | 195.2 | 662.4 | 70.9459 | 0 | 0 | 35.473 | 0 | 37.6 | 42.9 | 121.2368 | 0
1809 | 0 | 162.4 | 139.1 | 69.2246 | 0 | 0 | 34.6123 | 0 | 0 | 42.9 | 165.9988 | 0
1810 | 0 | 131.1 | 150.2 | 67.5138 | 0 | 0 | 33.7569 | 0 | 0 | 42.9 | 146.5087 | 0
1811 | 0 | 99 | 120.9 | 65.8347 | 0 | 0 | 32.9173 | 0 | 0 | 42.9 | 172.8065 | 0
1812 | 0 | 69.2 | 89.6 | 57.7909 | 0 | 0 | 28.8955 | 0 | 0 | 42.9 | 344.4398 | 0
1813 | 0 | 44.5 | 466.2 | 53.6609 | 0 | 0 | 26.8305 | 0 | 75.1 | 42.9 | 212.0276 | 0
1814 | 0 | 25.2 | 375 | 55.1055 | 0 | 0 | 27.5527 | 0 | 37.6 | 42.9 | 130.0943 | 0
1815 | 0 | 11.2 | 3.4 | 54.4193 | 0 | 0 | 27.2096 | 0 | 0 | 42.9 | 153.7451 | 0
1816 | 0 | 6.9 | 4.4 | 57.053 | 0 | 0 | 28.5265 | 0 | 0 | 42.9 | 262.9468 | 0
1817 | 0 | 9.2 | 4.1 | 68.7743 | 0 | 0 | 34.3871 | 0 | 0 | 42.9 | 161.7726 | 0
1818 | 0 | 21.2 | 386.7 | 77.9192 | 0 | 0 | 38.9596 | 0 | 37.6 | 42.9 | 154.7166 | 0
1819 | 0 | 16.4 | 310.5 | 75.8839 | 0 | 0 | 37.942 | 0 | 75.1 | 42.9 | 204.4578 | 0
1820 | 0 | 0.8 | 248 | 64.2352 | 0 | 0 | 32.1176 | 0 | 75.1 | 42.9 | 157.098 | 0
1821 | 0 | 9.4 | 301 | 48.9377 | 0 | 0 | 24.4688 | 0 | 75.1 | 42.9 | 236.822 | 0
1822 | 0 | 23.3 | 327.1 | 43.2109 | 0 | 0 | 21.6055 | 0 | 93.9 | 42.9 | 285.2549 | 0
1823 | 0 | 0 | 1 | 39.7581 | 0 | 0 | 19.879 | 0 | 0 | 0 | 163.7292 | 0
1824 | 0 | 0 | 8.5 | 41.5993 | 0 | 0 | 20.7997 | 0 | 0 | 0 | 128.1489 | 0
1825 | 0 | 0 | 26.5 | 42.456 | 0 | 0 | 21.228 | 0 | 0 | 0 | 97.5489 | 0
1826 | 0 | 0.8 | 70.4 | 41.5653 | 0 | 0 | 20.7826 | 0 | 0 | 0 | 79.5971 | 0
1827 | 0 | 9.3 | 115.9 | 42.3506 | 0 | 0 | 21.1753 | 0 | 0 | 0 | 80.0704 | 0
1828 | 0 | 25.4 | 149.2 | 41.7745 | 0 | 0 | 20.8872 | 0 | 0 | 0 | 77.9254 | 0
1829 | 0 | 41 | 178.9 | 42.8177 | 0 | 0 | 21.4088 | 0 | 0 | 0 | 80.6604 | 0
1830 | 0 | 54 | 198.8 | 40.6978 | 0 | 0 | 20.3489 | 0 | 0 | 0 | 86.8155 | 0
1831 | 0 | 219.1 | 697.9 | 44.8926 | 0 | 0 | 22.4463 | 0 | 56.3 | 42.9 | 106.7902 | 0
1832 | 0 | 182.9 | 614.1 | 65.8433 | 0 | 0 | 32.9217 | 0 | 37.6 | 42.9 | 221.9471 | 0
1833 | 0 | 153.7 | 131 | 67.7859 | 0 | 0 | 33.893 | 0 | 0 | 42.9 | 161.6587 | 0
1834 | 0 | 127.8 | 146.3 | 64.5764 | 0 | 0 | 32.2882 | 0 | 0 | 42.9 | 237.3655 | 0
1835 | 0 | 104.1 | 116.8 | 60.2951 | 0 | 0 | 30.1476 | 0 | 0 | 42.9 | 208.0542 | 0
1836 | 0 | 81.4 | 90.1 | 59.1785 | 0 | 0 | 29.5892 | 0 | 0 | 42.9 | 208.6987 | 0
1837 | 0 | 62.5 | 485.4 | 57.9614 | 0 | 0 | 28.9807 | 0 | 75.1 | 42.9 | 285.7297 | 0
1838 | 0 | 41.2 | 378.4 | 56.3024 | 0 | 0 | 28.1512 | 0 | 37.6 | 42.9 | 248.6509 | 0
1839 | 0 | 30.5 | 4.3 | 54.7354 | 0 | 0 | 27.3677 | 0 | 0 | 42.9 | 240.2382 | 0
1840 | 0 | 28.5 | 6.7 | 53.7294 | 0 | 0 | 26.8647 | 0 | 0 | 42.9 | 160.1542 | 0
1841 | 0 | 32.4 | 8.6 | 57.729 | 0 | 0 | 28.8645 | 0 | 0 | 42.9 | 213.7224 | 0
1842 | 0 | 49.2 | 440.9 | 65.8585 | 0 | 0 | 32.9293 | 0 | 37.6 | 42.9 | 191.913 | 0
1843 | 0 | 62.2 | 371.5 | 65.6664 | 0 | 0 | 32.8332 | 0 | 75.1 | 42.9 | 237.6744 | 0
1844 | 0 | 31.6 | 320.9 | 51.8581 | 0 | 0 | 25.929 | 0 | 75.1 | 42.9 | 288.6459 | 0
1845 | 0 | 54.2 | 384.6 | 43.2615 | 0 | 0 | 21.6307 | 0 | 75.1 | 42.9 | 516.2202 | 0
1846 | 0 | 73.5 | 427.7 | 42.6122 | 0 | 0 | 21.3061 | 0 | 93.9 | 42.9 | 353.6961 | 0
1847 | 0 | 0 | 23.6 | 41.4692 | 0 | 0 | 20.7346 | 0 | 0 | 0 | 276.744 | 0
1848 | 0 | 3.8 | 85.2 | 39.7789 | 0 | 0 | 19.8894 | 0 | 0 | 0 | 232.1876 | 0
1849 | 0 | 16.6 | 130.3 | 42.95 | 0 | 0 | 21.475 | 0 | 0 | 0 | 100.0748 | 0
1850 | 0 | 36.3 | 169.2 | 41.3412 | 0 | 0 | 20.6706 | 0 | 0 | 0 | 82.9076 | 0
1851 | 0 | 54.2 | 205.1 | 42.1451 | 0 | 0 | 21.0726 | 0 | 0 | 0 | 80.1867 | 0
1852 | 0 | 69.2 | 235.4 | 42.1411 | 0 | 0 | 21.0705 | 0 | 0 | 0 | 78.6493 | 0
1853 | 0 | 82.2 | 262.2 | 42.9754 | 0 | 0 | 21.4877 | 0 | 0 | 0 | 80.7813 | 0
1854 | 0 | 93.4 | 282 | 44.4934 | 0 | 0 | 22.2467 | 0 | 0 | 0 | 98.3944 | 0
1855 | 0 | 259.5 | 791.6 | 60.0992 | 0.8 | 0 | 30.0496 | 0 | 56.3 | 42.9 | 102.8236 | 0
1856 | 0.7 | 271 | 691.6 | 94.8211 | 55.2 | 0 | 47.4105 | 0 | 37.6 | 43 | 128.8097 | 0
1857 | 2.1 | 221.7 | 165.7 | 162.8506 | 49 | 0 | 81.4253 | 0 | 0 | 43.2 | 103.4209 | 0
1858 | 3.5 | 181.6 | 161.8 | 251.045 | 60.7 | 0 | 125.5225 | 0 | 0 | 43.4 | 263.7626 | 0
1859 | 3.5 | 135.9 | 113.4 | 277.4036 | 49 | 0 | 138.7018 | 0 | 0 | 43.4 | 285.6507 | 0
1860 | 2.8 | 87.3 | 67 | 260.1973 | 26.5 | 0 | 130.0986 | 0 | 0 | 43.3 | 186.5874 | 0
1861 | 1.4 | 39.2 | 440.9 | 214.0092 | 2.1 | 0 | 107.0046 | 0 | 75.1 | 43.1 | 251.6036 | 0
1862 | 2.1 | 10.7 | 312.9 | 182.7343 | 0.1 | 0 | 91.3672 | 0 | 37.6 | 43.2 | 273.4764 | 0
1863 | 3.5 | 4 | 0 | 184.2846 | 1.7 | 0 | 92.1423 | 0 | 0 | 43.4 | 156.151 | 0
1864 | 2.8 | 0.7 | 0 | 195.0197 | 0.9 | 0 | 97.5098 | 0 | 0 | 43.3 | 165.778 | 0
1865 | 2.1 | 0 | 0 | 219.0343 | 0 | 0 | 109.5172 | 0 | 0 | 43.2 | 317.0711 | 0
1866 | 0.7 | 3.2 | 305.9 | 209.0362 | 0 | 0 | 104.5181 | 0 | 37.6 | 43 | 236.6064 | 0
1867 | 0 | 0 | 270.7 | 140.7783 | 0 | 0 | 70.3891 | 0 | 75.1 | 42.9 | 284.5739 | 0
1868 | 0 | 0 | 237.1 | 84.4663 | 0 | 0 | 42.2331 | 0 | 75.1 | 42.9 | 289.945 | 0
1869 | 0 | 0 | 308.2 | 61.6176 | 0 | 0 | 30.8088 | 0 | 75.1 | 42.9 | 262.3753 | 0
1870 | 0 | 10.3 | 355.6 | 42.4994 | 0 | 0 | 21.2497 | 0 | 93.9 | 42.9 | 283.5021 | 0
1871 | 0 | 0 | 0.3 | 42.7005 | 0 | 0 | 21.3503 | 0 | 0 | 0 | 553.8265 | 0
1872 | 0 | 0 | 12.5 | 42.7643 | 0 | 0 | 21.3822 | 0 | 0 | 0 | 165.4043 | 0
1873 | 0 | 0 | 59.9 | 41.811 | 0 | 0 | 20.9055 | 0 | 0 | 0 | 129.1987 | 0
1874 | 0 | 5.3 | 120.5 | 43.0789 | 0 | 0 | 21.5395 | 0 | 0 | 0 | 102.2217 | 0
1875 | 0 | 19.9 | 178.8 | 42.1814 | 0 | 0 | 21.0907 | 0 | 0 | 0 | 86.3395 | 0
1876 | 0 | 44.9 | 227.4 | 41.7236 | 0 | 0 | 20.8618 | 0 | 0 | 0 | 76.6152 | 0
1877 | 0 | 66.1 | 267.6 | 42.6918 | 0 | 0 | 21.3459 | 0 | 0 | 0 | 76.6157 | 0
1878 | 0 | 84.4 | 298.6 | 41.9895 | 0 | 0 | 20.9948 | 0 | 0 | 0 | 80.3035 | 0
1879 | 0 | 263.1 | 806.9 | 53.1244 | 5 | 0 | 26.5622 | 0 | 56.3 | 42.9 | 154.9752 | 0
1880 | 0.7 | 265.6 | 684.2 | 90.3976 | 65.8 | 0 | 45.1988 | 0 | 37.6 | 43 | 149.3651 | 0
1881 | 2.1 | 215.8 | 157.8 | 158.7618 | 73.6 | 0 | 79.3809 | 0 | 0 | 43.2 | 134.6835 | 0
1882 | 3.5 | 175.9 | 143.9 | 244.6603 | 101.1 | 0 | 122.3301 | 0 | 0 | 43.4 | 263.6432 | 0
1883 | 3.5 | 118.9 | 90.4 | 268.6511 | 97.3 | 0 | 134.3255 | 0 | 0 | 43.4 | 168.8653 | 0
1884 | 2.8 | 56.3 | 41 | 237.5627 | 70.8 | 0 | 118.7814 | 0 | 0 | 43.3 | 140.6979 | 0
1885 | 1.4 | 10.2 | 420.8 | 232.6176 | 30.8 | 0 | 116.3088 | 0 | 75.1 | 43.1 | 248.001 | 0
1886 | 2.1 | 0.6 | 285.9 | 223.8189 | 18.8 | 0 | 111.9095 | 0 | 37.6 | 43.2 | 125.0219 | 0
1887 | 3.5 | 0 | 0 | 221.664 | 24.7 | 0 | 110.832 | 0 | 0 | 43.4 | 94.6767 | 0
1888 | 2.8 | 0 | 0 | 211.7143 | 14.8 | 0 | 105.8571 | 0 | 0 | 43.3 | 165.0889 | 0
1889 | 2.1 | 0 | 0 | 188.3399 | 1.8 | 0 | 94.17 | 0 | 0 | 43.2 | 129.7877 | 0
1890 | 0.7 | 0 | 300.5 | 187.9841 | 0 | 0 | 93.9921 | 0 | 37.6 | 43 | 216.8949 | 0
1891 | 0 | 0 | 286.8 | 168.269 | 0 | 0 | 84.1345 | 0 | 75.1 | 42.9 | 356.4968 | 0
1892 | 0 | 0 | 266.4 | 105.3086 | 0 | 0 | 52.6543 | 0 | 75.1 | 42.9 | 262.2389 | 0
1893 | 0 | 0 | 339.1 | 62.8715 | 0 | 0 | 31.4357 | 0 | 75.1 | 42.9 | 207.4604 | 0
1894 | 0 | 4.7 | 389.3 | 41.5411 | 0 | 0 | 20.7705 | 0 | 93.9 | 42.9 | 188.5019 | 0
1895 | 0 | 0 | 0.1 | 43.7242 | 0 | 0 | 21.8621 | 0 | 0 | 0 | 211.7169 | 0
1896 | 0 | 0 | 15.1 | 41.1661 | 0 | 0 | 20.583 | 0 | 0 | 0 | 114.0435 | 0
1897 | 0 | 0 | 65.2 | 41.008 | 0 | 0 | 20.504 | 0 | 0 | 0 | 116.2479 | 0
1898 | 0 | 4.9 | 124 | 43.6064 | 0 | 0 | 21.8032 | 0 | 0 | 0 | 115.2612 | 0
1899 | 0 | 15.5 | 180.9 | 40.7582 | 0 | 0 | 20.3791 | 0 | 0 | 0 | 79.5976 | 0
1900 | 0 | 35.7 | 228.4 | 41.9849 | 0 | 0 | 20.9924 | 0 | 0 | 0 | 78.5265 | 0
1901 | 0 | 58.1 | 268.9 | 41.891 | 0 | 0 | 20.9455 | 0 | 0 | 0 | 78.5284 | 0
1902 | 0 | 77.7 | 301.4 | 43.4068 | 0 | 0 | 21.7034 | 0 | 0 | 0 | 97.5519 | 0
1903 | 0 | 265 | 813.6 | 54.7432 | 0 | 0 | 27.3716 | 0 | 56.3 | 42.9 | 97.192 | 0
1904 | 0.7 | 263.5 | 680.6 | 89.0661 | 57.1 | 0 | 44.5331 | 0 | 37.6 | 43 | 116.4298 | 0
1905 | 2.1 | 206.4 | 142.2 | 144.669 | 55.7 | 0 | 72.3345 | 0 | 0 | 43.2 | 156.7223 | 0
1906 | 3.5 | 159.3 | 119.2 | 211.6045 | 73.4 | 0 | 105.8023 | 0 | 0 | 43.4 | 109.9381 | 0
1907 | 3.5 | 95.2 | 61.9 | 226.3755 | 69.3 | 0 | 113.1877 | 0 | 0 | 43.4 | 133.7203 | 0
1908 | 2.8 | 30.5 | 17.7 | 221.8267 | 48.8 | 0 | 110.9134 | 0 | 0 | 43.3 | 107.7642 | 0
1909 | 1.4 | 1 | 383.2 | 224.9985 | 22.7 | 0 | 112.4992 | 0 | 75.1 | 43.1 | 157.3388 | 0
1910 | 2.1 | 0 | 244.4 | 204.7202 | 21.7 | 0 | 102.3601 | 0 | 37.6 | 43.2 | 293.3882 | 0
1911 | 3.5 | 0 | 0 | 202.3875 | 39 | 0 | 101.1937 | 0 | 0 | 43.4 | 304.6369 | 0
1912 | 2.8 | 0 | 0 | 180.1722 | 38 | 0 | 90.0861 | 0 | 0 | 43.3 | 242.0612 | 0
1913 | 2.1 | 0 | 0 | 136.0296 | 28.5 | 0 | 68.0148 | 0 | 0 | 43.2 | 140.3283 | 0
1914 | 0.7 | 0 | 222.5 | 94.1312 | 13.5 | 0 | 47.0656 | 0 | 37.6 | 43 | 220.5883 | 0
1915 | 0 | 0 | 224.2 | 70.0192 | 0 | 0 | 35.0096 | 0 | 75.1 | 42.9 | 220.3079 | 0
1916 | 0 | 0 | 197.4 | 47.8514 | 0 | 0 | 23.9257 | 0 | 75.1 | 42.9 | 314.6331 | 0
1917 | 0 | 0 | 266.1 | 40.0098 | 0 | 0 | 20.0049 | 0 | 75.1 | 42.9 | 242.2157 | 0
1918 | 0 | 0 | 305.1 | 41.2299 | 0 | 0 | 20.615 | 0 | 93.9 | 42.9 | 279.843 | 0
1919 | 0 | 0 | 0 | 39.0921 | 0 | 0 | 19.546 | 0 | 0 | 0 | 181.2136 | 0
1920 | 0 | 0 | 0 | 39.5021 | 0 | 0 | 19.7511 | 0 | 0 | 0 | 129.1247 | 0
1921 | 0 | 0 | 0.3 | 41.7961 | 0 | 0 | 20.8981 | 0 | 0 | 0 | 115.904 | 0
1922 | 0 | 0 | 9.5 | 44.203 | 0 | 0 | 22.1015 | 0 | 0 | 0 | 89.4275 | 0
1923 | 0 | 0 | 39.2 | 43.1186 | 0 | 0 | 21.5593 | 0 | 0 | 0 | 83.5019 | 0
1924 | 0 | 0.8 | 85.9 | 39.0642 | 0 | 0 | 19.5321 | 0 | 0 | 0 | 78.4071 | 0
1925 | 0 | 7.7 | 127.2 | 41.7239 | 0 | 0 | 20.862 | 0 | 0 | 0 | 77.5625 | 0
1926 | 0 | 14.3 | 158.9 | 41.4741 | 0 | 0 | 20.7371 | 0 | 0 | 0 | 86.1039 | 0
1927 | 0 | 199.9 | 667.6 | 60.1154 | 0 | 0 | 30.0577 | 0 | 56.3 | 42.9 | 111.6268 | 0
1928 | 0.7 | 197.9 | 537 | 96.0465 | 49.2 | 0 | 48.0233 | 0 | 37.6 | 43 | 138.4175 | 0
1929 | 2.1 | 143.2 | 43.8 | 196.4856 | 44.8 | 0 | 98.2428 | 0 | 0 | 43.2 | 188.0237 | 0
1930 | 3.5 | 92.6 | 17.6 | 320.784 | 61.2 | 0 | 160.392 | 0 | 0 | 43.4 | 239.4486 | 0
1931 | 3.5 | 35 | 3.8 | 363.5468 | 59.3 | 0 | 181.7734 | 0 | 0 | 43.4 | 150.9281 | 0
1932 | 2.8 | 0.2 | 0 | 348.029 | 47 | 0 | 174.0145 | 0 | 0 | 43.3 | 197.2258 | 0
1933 | 1.4 | 0 | 251.1 | 318.8501 | 28.7 | 0 | 159.4251 | 0 | 75.1 | 43.1 | 205.968 | 0
1934 | 2.1 | 0 | 156.1 | 292.0914 | 29.1 | 0 | 146.0457 | 0 | 37.6 | 43.2 | 172.0798 | 0
1935 | 3.5 | 0 | 0 | 288.082 | 42.9 | 0 | 144.041 | 0 | 0 | 43.4 | 142.1605 | 0
1936 | 2.8 | 0 | 0 | 265.6935 | 42.1 | 0 | 132.8467 | 0 | 0 | 43.3 | 111.7518 | 0
1937 | 2.1 | 0 | 0 | 226.955 | 35.9 | 0 | 113.4775 | 0 | 0 | 43.2 | 149.1436 | 0
1938 | 0.7 | 0 | 97.2 | 206.1208 | 24.8 | 0 | 103.0604 | 0 | 37.6 | 43 | 181.6643 | 0
1939 | 0 | 0 | 97.4 | 132.1382 | 0 | 0 | 66.0691 | 0 | 75.1 | 42.9 | 243.9736 | 0
1940 | 0 | 0 | 69.6 | 72.5566 | 0 | 0 | 36.2783 | 0 | 75.1 | 42.9 | 511.1919 | 0
1941 | 0 | 0 | 144.8 | 57.2827 | 0 | 0 | 28.6413 | 0 | 75.1 | 42.9 | 241.7607 | 0
1942 | 0 | 0 | 186.1 | 42.2629 | 0 | 0 | 21.1314 | 0 | 93.9 | 42.9 | 307.9444 | 0
1943 | 0 | 0 | 0 | 41.587 | 0 | 0 | 20.7935 | 0 | 0 | 0 | 182.3032 | 0
1944 | 0 | 0 | 0 | 43.311 | 0 | 0 | 21.6555 | 0 | 0 | 0 | 133.5851 | 0
1945 | 0 | 0 | 0 | 41.4927 | 0 | 0 | 20.7464 | 0 | 0 | 0 | 102.2185 | 0
1946 | 0 | 0 | 0 | 40.2425 | 0 | 0 | 20.1213 | 0 | 0 | 0 | 85.9836 | 0
1947 | 0 | 0 | 1.3 | 41.4366 | 0 | 0 | 20.7183 | 0 | 0 | 0 | 87.5242 | 0
1948 | 0 | 0 | 10.6 | 39.4082 | 0 | 0 | 19.7041 | 0 | 0 | 0 | 80.1882 | 0
1949 | 0 | 0 | 36.7 | 39.9701 | 1.1 | 0 | 19.985 | 0 | 0 | 0 | 79.835 | 0
1950 | 0 | 1.1 | 77.4 | 41.1016 | 6.4 | 0 | 20.5508 | 0 | 0 | 0 | 86.9337 | 0
1951 | 0 | 159.5 | 601.5 | 59.9613 | 24.5 | 0 | 29.9807 | 0 | 56.3 | 42.9 | 95.1589 | 0
1952 | 0.7 | 181.3 | 490.9 | 97.1672 | 65.4 | 0 | 48.5836 | 0 | 37.6 | 43 | 106.7919 | 0
1953 | 2.1 | 132.3 | 22.3 | 141.8419 | 57.1 | 0 | 70.921 | 0 | 0 | 43.2 | 97.9149 | 0
1954 | 3.5 | 92.2 | 11.1 | 257.6129 | 68.3 | 0 | 128.8064 | 0 | 0 | 43.4 | 85.8667 | 0
1955 | 3.5 | 50.2 | 3 | 305.1838 | 55.3 | 0 | 152.5919 | 0 | 0 | 43.4 | 82.7922 | 0
1956 | 2.8 | 8.5 | 0 | 295.0568 | 31.1 | 0 | 147.5284 | 0 | 0 | 43.3 | 177.8497 | 0
1957 | 1.4 | 0 | 311.5 | 228.0797 | 2.9 | 0 | 114.0399 | 0 | 75.1 | 43.1 | 199.6881 | 0
1958 | 2.1 | 0 | 218.8 | 198.0609 | 0.2 | 0 | 99.0305 | 0 | 37.6 | 43.2 | 137.6808 | 0
1959 | 3.5 | 0 | 0 | 186.3065 | 0.9 | 0 | 93.1533 | 0 | 0 | 43.4 | 109.9353 | 0
1960 | 2.8 | 0 | 0 | 176.4088 | 0 | 0 | 88.2044 | 0 | 0 | 43.3 | 163.8881 | 0
1961 | 2.1 | 0 | 0 | 144.6963 | 0 | 0 | 72.3482 | 0 | 0 | 43.2 | 141.5568 | 0
1962 | 0.7 | 0 | 248.1 | 141.1762 | 0 | 0 | 70.5881 | 0 | 37.6 | 43 | 250.2105 | 0
1963 | 0 | 0 | 231.6 | 100.89 | 0 | 0 | 50.445 | 0 | 75.1 | 42.9 | 313.2386 | 0
1964 | 0 | 0 | 204.6 | 62.097 | 0 | 0 | 31.0485 | 0 | 75.1 | 42.9 | 239.8774 | 0
1965 | 0 | 0 | 278.2 | 48.1554 | 0 | 0 | 24.0777 | 0 | 75.1 | 42.9 | 254.442 | 0
1966 | 0 | 0.2 | 323 | 43.383 | 0 | 0 | 21.6915 | 0 | 93.9 | 42.9 | 195.7181 | 0
1967 | 0 | 0 | 0 | 40.011 | 0 | 0 | 20.0055 | 0 | 0 | 0 | 222.1602 | 0
1968 | 0 | 0 | 0.1 | 42.4668 | 0 | 0 | 21.2334 | 0 | 0 | 0 | 200.4572 | 0
1969 | 0 | 0 | 6.5 | 41.7813 | 0 | 0 | 20.8906 | 0 | 0 | 0 | 93.4845 | 0
1970 | 0 | 0 | 32.3 | 39.9276 | 0 | 0 | 19.9638 | 0 | 0 | 0 | 76.7361 | 0
1971 | 0 | 2 | 84.3 | 40.4935 | 0 | 0 | 20.2468 | 0 | 0 | 0 | 83.1467 | 0
1972 | 0 | 9.7 | 130.7 | 41.41 | 0 | 0 | 20.705 | 0 | 0 | 0 | 79.7173 | 0
1973 | 0 | 16.3 | 169.8 | 40.832 | 0 | 0 | 20.416 | 0 | 0 | 0 | 78.4056 | 0
1974 | 0 | 25.7 | 198.6 | 40.7006 | 0 | 0 | 20.3503 | 0 | 0 | 0 | 99.8315 | 0
1975 | 0 | 213 | 703.7 | 42.2003 | 0 | 0 | 21.1001 | 0 | 56.3 | 42.9 | 105.8212 | 0
1976 | 0 | 196.1 | 588.6 | 57.1795 | 0 | 0 | 28.5897 | 0 | 37.6 | 42.9 | 114.5285 | 0
1977 | 0 | 148.2 | 91 | 60.4225 | 0 | 0 | 30.2112 | 0 | 0 | 42.9 | 91.5792 | 0
1978 | 0 | 98.3 | 68.9 | 59.5513 | 0 | 0 | 29.7756 | 0 | 0 | 42.9 | 89.785 | 0
1979 | 0 | 40.1 | 20.6 | 56.0008 | 0 | 0 | 28.0004 | 0 | 0 | 42.9 | 140.8489 | 0
1980 | 0 | 1.2 | 3.4 | 51.4691 | 0 | 0 | 25.7346 | 0 | 0 | 42.9 | 198.8813 | 0
1981 | 0 | 0 | 329.1 | 52.8523 | 0 | 0 | 26.4262 | 0 | 75.1 | 42.9 | 159.1146 | 0
1982 | 0 | 0 | 201.2 | 52.8883 | 0 | 0 | 26.4441 | 0 | 37.6 | 42.9 | 249.5058 | 0
1983 | 0 | 0 | 0 | 52.1156 | 0 | 0 | 26.0578 | 0 | 0 | 42.9 | 393.0259 | 0
1984 | 0 | 0 | 0 | 51.462 | 0 | 0 | 25.731 | 0 | 0 | 42.9 | 133.3934 | 0
1985 | 0 | 0 | 0 | 55.6881 | 0 | 0 | 27.8441 | 0 | 0 | 42.9 | 118.8843 | 0
1986 | 0 | 0 | 171.5 | 56.9569 | 0 | 0 | 28.4785 | 0 | 37.6 | 42.9 | 116.7675 | 0
1987 | 0 | 0 | 161.8 | 66.0879 | 0 | 0 | 33.0439 | 0 | 75.1 | 42.9 | 156.4364 | 0
1988 | 0 | 0 | 132.8 | 45.3866 | 0 | 0 | 22.6933 | 0 | 75.1 | 42.9 | 213.7689 | 0
1989 | 0 | 0 | 202.1 | 41.8594 | 0 | 0 | 20.9297 | 0 | 75.1 | 42.9 | 207.674 | 0
1990 | 0 | 0 | 237.4 | 42.3298 | 0 | 0 | 21.1649 | 0 | 93.9 | 42.9 | 243.1487 | 0
1991 | 0 | 0 | 0 | 42.2496 | 0 | 0 | 21.1248 | 0 | 0 | 0 | 180.7503 | 0
1992 | 0 | 0 | 0 | 42.275 | 0 | 0 | 21.1375 | 0 | 0 | 0 | 131.1506 | 0
1993 | 0 | 0 | 0 | 42.5694 | 0 | 0 | 21.2847 | 0 | 0 | 0 | 115.9408 | 0
1994 | 0 | 0 | 0 | 38.9774 | 0 | 0 | 19.4887 | 0 | 0 | 0 | 88.124 | 0
1995 | 0 | 0 | 3.3 | 43.6768 | 0 | 0 | 21.8384 | 0 | 0 | 0 | 89.4257 | 0
1996 | 0 | 0 | 15.1 | 44.3326 | 0 | 0 | 22.1663 | 0 | 0 | 0 | 85.279 | 0
1997 | 0 | 0 | 45.9 | 41.2321 | 0 | 0 | 20.616 | 0 | 0 | 0 | 87.7637 | 0
1998 | 0 | 1.9 | 80.1 | 44.6654 | 0.1 | 0 | 22.3327 | 0 | 0 | 0 | 105.8229 | 0
1999 | 0 | 155 | 589.4 | 61.3017 | 17.2 | 0 | 30.6509 | 0 | 56.3 | 42.9 | 120.3309 | 0
2000 | 0 | 131.1 | 487 | 71.4034 | 16.2 | 0 | 35.7017 | 0 | 37.6 | 42.9 | 90.2651 | 0
2001 | 0 | 96 | 39.5 | 68.9079 | 12.5 | 0 | 34.4539 | 0 | 0 | 42.9 | 87.7613 | 0
2002 | 0 | 60.2 | 29.7 | 65.6713 | 9 | 0 | 32.8357 | 0 | 0 | 42.9 | 113.6792 | 0
2003 | 0 | 28.6 | 10.3 | 62.7382 | 5.9 | 0 | 31.3691 | 0 | 0 | 42.9 | 91.5818 | 0
2004 | 0 | 6.5 | 3.2 | 61.0693 | 1.8 | 0 | 30.5346 | 0 | 0 | 42.9 | 134.8447 | 0
2005 | 0 | 0 | 347.2 | 61.4235 | 0 | 0 | 30.7118 | 0 | 75.1 | 42.9 | 86.3407 | 0
2006 | 0 | 0 | 242.5 | 54.0288 | 0 | 0 | 27.0144 | 0 | 37.6 | 42.9 | 111.0254 | 0
2007 | 0 | 0 | 0 | 53.7743 | 0 | 0 | 26.8872 | 0 | 0 | 42.9 | 144.4656 | 0
2008 | 0 | 0 | 0 | 52.1228 | 0 | 0 | 26.0614 | 0 | 0 | 42.9 | 100.7821 | 0
2009 | 0 | 0 | 0 | 53.9367 | 0 | 0 | 26.9684 | 0 | 0 | 42.9 | 128.3968 | 0
2010 | 0 | 0 | 278.6 | 56.7846 | 1.4 | 0 | 28.3923 | 0 | 37.6 | 42.9 | 180.9031 | 0
2011 | 0 | 1 | 241.8 | 58.6786 | 3.2 | 0 | 29.3393 | 0 | 75.1 | 42.9 | 251.7878 | 0
2012 | 0 | 0 | 207.8 | 51.1109 | 0 | 0 | 25.5554 | 0 | 75.1 | 42.9 | 241.6292 | 0
2013 | 0 | 1.7 | 280.3 | 42.0212 | 0 | 0 | 21.0106 | 0 | 75.1 | 42.9 | 221.3645 | 0
2014 | 0 | 9.8 | 322.6 | 38.2556 | 0.1 | 0 | 19.1278 | 0 | 93.9 | 42.9 | 204.9816 | 0
2015 | 0 | 0 | 0 | 41.8684 | 3 | 0 | 20.9342 | 0 | 0 | 0 | 121.0401 | 0
2016 | 0 | 0 | 1 | 40.8682 | 6.5 | 0 | 20.4341 | 0 | 0 | 0 | 101.2617 | 0
2017 | 0 | 0 | 14.3 | 40.037 | 10.4 | 0 | 20.0185 | 0 | 0 | 0 | 93.844 | 0
2018 | 0 | 2.4 | 59.9 | 40.647 | 14.2 | 0 | 20.3235 | 0 | 0 | 0 | 79.1186 | 0
2019 | 0 | 10.7 | 112.9 | 41.6381 | 17.7 | 0 | 20.819 | 0 | 0 | 0 | 87.2906 | 0
2020 | 0 | 18.6 | 156.1 | 44.0694 | 20.6 | 0 | 22.0347 | 0 | 0 | 0 | 89.7844 | 0
2021 | 0 | 31.4 | 194.4 | 40.5521 | 23.8 | 0 | 20.2761 | 0 | 0 | 0 | 82.0825 | 0
2022 | 0 | 46.5 | 223.5 | 61.9073 | 26.5 | 0 | 30.9537 | 0 | 0 | 0 | 122.1822 | 0
2023 | 0 | 230.8 | 725.6 | 100.5262 | 38.9 | 0 | 50.2631 | 0 | 56.3 | 42.9 | 91.2182 | 0
2024 | 0.7 | 237.8 | 621.4 | 167.7849 | 85.7 | 0 | 83.8925 | 0 | 37.6 | 43 | 89.6658 | 0
2025 | 2.1 | 195.4 | 123.6 | 222.9217 | 88.5 | 0 | 111.4608 | 0 | 0 | 43.2 | 101.6212 | 0
2026 | 3.5 | 162.4 | 119.2 | 254.2583 | 102.2 | 0 | 127.1291 | 0 | 0 | 43.4 | 173.0438 | 0
2027 | 3.5 | 119.1 | 75.5 | 248.8802 | 89.2 | 0 | 124.4401 | 0 | 0 | 43.4 | 160.3729 | 0
2028 | 2.8 | 74.9 | 39.9 | 233.1352 | 66.1 | 0 | 116.5676 | 0 | 0 | 43.3 | 127.943 | 0
2029 | 1.4 | 32.7 | 422.2 | 232.1713 | 38.2 | 0 | 116.0857 | 0 | 75.1 | 43.1 | 232.2196 | 0
2030 | 2.1 | 5.6 | 299.7 | 223.6791 | 34.5 | 0 | 111.8396 | 0 | 37.6 | 43.2 | 114.1639 | 0
2031 | 3.5 | 0 | 0 | 202.5164 | 46.5 | 0 | 101.2582 | 0 | 0 | 43.4 | 164.0696 | 0
2032 | 2.8 | 0 | 0 | 180.5199 | 45.4 | 0 | 90.26 | 0 | 0 | 43.3 | 219.8072 | 0
2033 | 2.1 | 0 | 0 | 127.3555 | 35.8 | 0 | 63.6778 | 0 | 0 | 43.2 | 93.9645 | 0
2034 | 0.7 | 1.6 | 320 | 111.7918 | 23.8 | 0 | 55.8959 | 0 | 37.6 | 43 | 149.0864 | 0
2035 | 0 | 0.1 | 287.4 | 81.6128 | 0 | 0 | 40.8064 | 0 | 75.1 | 42.9 | 309.7967 | 0
2036 | 0 | 0 | 253.2 | 58.0153 | 0 | 0 | 29.0077 | 0 | 75.1 | 42.9 | 227.3154 | 0
2037 | 0 | 0.8 | 315.3 | 41.3836 | 0 | 0 | 20.6918 | 0 | 75.1 | 42.9 | 197.8361 | 0
2038 | 0 | 8.6 | 354.5 | 43.7939 | 0 | 0 | 21.897 | 0 | 93.9 | 42.9 | 224.8203 | 0
2039 | 0 | 0 | 0 | 42.8409 | 0 | 0 | 21.4204 | 0 | 0 | 0 | 194.5628 | 0
2040 | 0 | 0 | 3.5 | 42.6782 | 0 | 0 | 21.3391 | 0 | 0 | 0 | 155.1819 | 0
2041 | 0 | 0 | 26.5 | 43.0895 | 0 | 0 | 21.5447 | 0 | 0 | 0 | 102.8252 | 0
2042 | 0 | 0.5 | 70.7 | 40.1517 | 0 | 0 | 20.0758 | 0 | 0 | 0 | 95.5116 | 0
2043 | 0 | 6.4 | 111.6 | 40.81 | 0 | 0 | 20.405 | 0 | 0 | 0 | 83.2676 | 0
2044 | 0 | 12.7 | 147.1 | 42.8393 | 0 | 0 | 21.4197 | 0 | 0 | 0 | 76.6143 | 0
2045 | 0 | 20.9 | 178.7 | 42.7901 | 0 | 0 | 21.395 | 0 | 0 | 0 | 81.3713 | 0
2046 | 0 | 31.9 | 200.3 | 56.9684 | 0.4 | 0 | 28.4842 | 0 | 0 | 0 | 128.2775 | 0
2047 | 0 | 212.1 | 696.7 | 97.0851 | 13.6 | 0 | 48.5425 | 0 | 56.3 | 42.9 | 114.1649 | 0
2048 | 0.7 | 203.2 | 568.5 | 183.3746 | 59.8 | 0 | 91.6873 | 0 | 37.6 | 43 | 96.3466 | 0
2049 | 2.1 | 143.5 | 58 | 274.7032 | 52.2 | 0 | 137.3516 | 0 | 0 | 43.2 | 116.4846 | 0
2050 | 3.5 | 92.4 | 25.8 | 289.8752 | 57.8 | 0 | 144.9376 | 0 | 0 | 43.4 | 269.0491 | 0
2051 | 3.5 | 32 | 2.9 | 289.4924 | 44.4 | 0 | 144.7462 | 0 | 0 | 43.4 | 199.0668 | 0
2052 | 2.8 | 0 | 0 | 237.859 | 26.7 | 0 | 118.9295 | 0 | 0 | 43.3 | 313.6959 | 0
2053 | 1.4 | 0 | 234.8 | 221.6566 | 9.2 | 0 | 110.8283 | 0 | 75.1 | 43.1 | 426.7505 | 0
2054 | 2.1 | 0 | 136.3 | 222.5597 | 4 | 0 | 111.2798 | 0 | 37.6 | 43.2 | 162.3987 | 0
2055 | 3.5 | 0 | 0 | 203.9055 | 5.8 | 0 | 101.9527 | 0 | 0 | 43.4 | 101.8612 | 0
2056 | 2.8 | 0 | 0 | 162.2887 | 3.4 | 0 | 81.1444 | 0 | 0 | 43.3 | 108.8494 | 0
2057 | 2.1 | 0 | 0 | 123.4923 | 3 | 0 | 61.7462 | 0 | 0 | 43.2 | 265.824 | 0
2058 | 0.7 | 0 | 72.3 | 123.1781 | 1.5 | 0 | 61.589 | 0 | 37.6 | 43 | 144.864 | 0
2059 | 0 | 0 | 69.2 | 88.6056 | 0 | 0 | 44.3028 | 0 | 75.1 | 42.9 | 436.8213 | 0
2060 | 0 | 0 | 33.5 | 60.5086 | 0 | 0 | 30.2543 | 0 | 75.1 | 42.9 | 203.2565 | 0
2061 | 0 | 0 | 95.2 | 41.9015 | 0 | 0 | 20.9508 | 0 | 75.1 | 42.9 | 260.434 | 0
2062 | 0 | 0 | 118 | 42.9887 | 0 | 0 | 21.4944 | 0 | 93.9 | 42.9 | 257.4519 | 0
2063 | 0 | 0 | 0 | 42.8911 | 0 | 0 | 21.4456 | 0 | 0 | 0 | 246.2112 | 0
2064 | 0 | 0 | 0 | 42.6156 | 0 | 0 | 21.3078 | 0 | 0 | 0 | 188.5611 | 0
2065 | 0 | 0 | 0 | 40.1502 | 0 | 0 | 20.0751 | 0 | 0 | 0 | 113.5618 | 0
2066 | 0 | 0 | 0 | 41.7419 | 0 | 0 | 20.871 | 0 | 0 | 0 | 95.8728 | 0
2067 | 0 | 0 | 0 | 41.8687 | 0 | 0 | 20.9343 | 0 | 0 | 0 | 103.5375 | 0
2068 | 0 | 0 | 0 | 41.7332 | 0 | 0 | 20.8666 | 0 | 0 | 0 | 95.9902 | 0
2069 | 0 | 0 | 0 | 43.383 | 0 | 0 | 21.6915 | 0 | 0 | 0 | 93.0074 | 0
2070 | 0 | 0 | 0 | 64.9811 | 0 | 0 | 32.4906 | 0 | 0 | 0 | 118.3414 | 0
2071 | 0 | 45.1 | 358.8 | 105.8302 | 7.3 | 0 | 52.9151 | 0 | 56.3 | 42.9 | 129.5372 | 0
2072 | 0.7 | 104.2 | 318.1 | 167.4927 | 53.9 | 0 | 83.7463 | 0 | 37.6 | 43 | 165.055 | 0
2073 | 2.1 | 97 | 0 | 260.0206 | 38.5 | 0 | 130.0103 | 0 | 0 | 43.2 | 138.5722 | 0
2074 | 3.5 | 95.8 | 0.6 | 357.7665 | 41 | 0 | 178.8832 | 0 | 0 | 43.4 | 172.2364 | 0
2075 | 3.5 | 91.5 | 2.6 | 324.8539 | 23.9 | 0 | 162.427 | 0 | 0 | 43.4 | 107.6401 | 0
2076 | 2.8 | 86 | 4.3 | 320.3498 | 3.6 | 0 | 160.1749 | 0 | 0 | 43.3 | 139.3031 | 0
2077 | 1.4 | 73.6 | 393.5 | 300.9224 | 0 | 0 | 150.4612 | 0 | 75.1 | 43.1 | 165.8405 | 0
2078 | 2.1 | 26.6 | 260.1 | 304.5999 | 0 | 0 | 152.2999 | 0 | 37.6 | 43.2 | 181.3905 | 0
2079 | 3.5 | 3 | 0 | 259.7811 | 0 | 0 | 129.8905 | 0 | 0 | 43.4 | 304.2301 | 0
2080 | 2.8 | 0 | 0 | 255.9145 | 0 | 0 | 127.9572 | 0 | 0 | 43.3 | 140.2608 | 0
2081 | 2.1 | 0 | 0 | 216.2807 | 0 | 0 | 108.1403 | 0 | 0 | 43.2 | 165.4555 | 0
2082 | 0.7 | 0 | 205.8 | 130.2762 | 0 | 0 | 65.1381 | 0 | 37.6 | 43 | 352.0224 | 0
2083 | 0 | 0 | 150.6 | 84.6401 | 0 | 0 | 42.3201 | 0 | 75.1 | 42.9 | 232.094 | 0
2084 | 0 | 0 | 116.2 | 59.493 | 0 | 0 | 29.7465 | 0 | 75.1 | 42.9 | 220.2646 | 0
2085 | 0 | 0 | 190.9 | 40.0587 | 0 | 0 | 20.0294 | 0 | 75.1 | 42.9 | 287.2903 | 0
2086 | 0 | 0 | 224.9 | 40.8512 | 0 | 0 | 20.4256 | 0 | 93.9 | 42.9 | 212.4895 | 0
2087 | 0 | 0 | 0 | 43.405 | 0 | 0 | 21.7025 | 0 | 0 | 0 | 183.2126 | 0
2088 | 0 | 0 | 0 | 42.0146 | 0 | 0 | 21.0073 | 0 | 0 | 0 | 188.6496 | 0
2089 | 0 | 0 | 0 | 41.2389 | 0 | 0 | 20.6195 | 0 | 0 | 0 | 111.9979 | 0
2090 | 0 | 0 | 4.7 | 40.4709 | 0 | 0 | 20.2355 | 0 | 0 | 0 | 94.0838 | 0
2091 | 0 | 0.5 | 41.7 | 41.7679 | 0 | 0 | 20.884 | 0 | 0 | 0 | 78.7698 | 0
2092 | 0 | 7.3 | 99.1 | 41.1552 | 0 | 0 | 20.5776 | 0 | 0 | 0 | 80.1857 | 0
2093 | 0 | 14.9 | 146.5 | 42.6044 | 0 | 0 | 21.3022 | 0 | 0 | 0 | 84.8044 | 0
2094 | 0 | 27.2 | 185.7 | 65.3837 | 0 | 0 | 32.6919 | 0 | 0 | 0 | 139.162 | 0
2095 | 0 | 212.8 | 685.7 | 93.9062 | 0 | 0 | 46.9531 | 0 | 56.3 | 42.9 | 137.4767 | 0
2096 | 0.7 | 202 | 543.3 | 129.4983 | 40.7 | 0 | 64.7492 | 0 | 37.6 | 43 | 106.4275 | 0
2097 | 2.1 | 135.2 | 32.6 | 208.4595 | 29.4 | 0 | 104.2297 | 0 | 0 | 43.2 | 109.4475 | 0
2098 | 3.5 | 76.9 | 6.7 | 244.3584 | 36.6 | 0 | 122.1792 | 0 | 0 | 43.4 | 99.5959 | 0
2099 | 3.5 | 15.4 | 0.1 | 245.366 | 22 | 0 | 122.683 | 0 | 0 | 43.4 | 108.1276 | 0
2100 | 2.8 | 0 | 0 | 213.1997 | 1.9 | 0 | 106.5999 | 0 | 0 | 43.3 | 104.8603 | 0
2101 | 1.4 | 0 | 201.7 | 205.1603 | 0 | 0 | 102.5802 | 0 | 75.1 | 43.1 | 146.7047 | 0
2102 | 2.1 | 0 | 115.8 | 201.6111 | 0 | 0 | 100.8055 | 0 | 37.6 | 43.2 | 158.5827 | 0
2103 | 3.5 | 0 | 0 | 203.5543 | 0 | 0 | 101.7772 | 0 | 0 | 43.4 | 138.0775 | 0
2104 | 2.8 | 0 | 0 | 180.074 | 0 | 0 | 90.037 | 0 | 0 | 43.3 | 129.5713 | 0
2105 | 2.1 | 0 | 0 | 129.5113 | 0 | 0 | 64.7557 | 0 | 0 | 43.2 | 118.0807 | 0
2106 | 0.7 | 0 | 49.6 | 116.9372 | 0 | 0 | 58.4686 | 0 | 37.6 | 43 | 159.8397 | 0
2107 | 0 | 0 | 64.5 | 94.4247 | 0 | 0 | 47.2124 | 0 | 75.1 | 42.9 | 188.3971 | 0
2108 | 0 | 0 | 40.4 | 62.0456 | 0 | 0 | 31.0228 | 0 | 75.1 | 42.9 | 361.2998 | 0
2109 | 0 | 0 | 125.6 | 43.0991 | 0 | 0 | 21.5495 | 0 | 75.1 | 42.9 | 325.2721 | 0
2110 | 0 | 0 | 180.1 | 44.3673 | 0 | 0 | 22.1836 | 0 | 93.9 | 42.9 | 198.0184 | 0
2111 | 0 | 0 | 0 | 41.5479 | 0 | 0 | 20.774 | 0 | 0 | 0 | 138.2857 | 0
2112 | 0 | 0 | 0 | 41.9381 | 0 | 0 | 20.969 | 0 | 0 | 0 | 143.4379 | 0
2113 | 0 | 0 | 0 | 40.1145 | 0 | 0 | 20.0573 | 0 | 0 | 0 | 106.1853 | 0
2114 | 0 | 0 | 0 | 41.1345 | 0 | 0 | 20.5672 | 0 | 0 | 0 | 95.631 | 0
2115 | 0 | 0 | 2.3 | 39.9447 | 0 | 0 | 19.9723 | 0 | 0 | 0 | 76.7356 | 0
2116 | 0 | 0 | 11.7 | 40.7991 | 0 | 0 | 20.3996 | 0 | 0 | 0 | 79.2377 | 0
2117 | 0 | 0 | 46.6 | 41.8866 | 0 | 0 | 20.9433 | 0 | 0 | 0 | 87.1736 | 0
2118 | 0 | 3.6 | 92.2 | 43.4477 | 0 | 0 | 21.7239 | 0 | 0 | 0 | 127.0076 | 0
2119 | 0 | 166.8 | 616.2 | 59.842 | 0 | 0 | 29.921 | 0 | 56.3 | 42.9 | 125.7019 | 0
2120 | 0.7 | 170 | 471.3 | 60.9382 | 28.9 | 0 | 30.4691 | 0 | 37.6 | 43 | 89.0689 | 0
2121 | 2.1 | 95.8 | 0.6 | 57.8653 | 22.1 | 0 | 28.9327 | 0 | 0 | 43.2 | 101.1422 | 0
2122 | 3.5 | 32.7 | 0 | 54.4754 | 28.6 | 0 | 27.2377 | 0 | 0 | 43.4 | 130.1063 | 0
2123 | 3.5 | 0 | 0 | 50.1324 | 10.6 | 0 | 25.0662 | 0 | 0 | 43.4 | 99.5981 | 0
2124 | 2.8 | 0 | 0 | 52.0974 | 0 | 0 | 26.0487 | 0 | 0 | 43.3 | 123.6336 | 0
2125 | 1.4 | 0 | 119.3 | 52.7163 | 0 | 0 | 26.3581 | 0 | 75.1 | 43.1 | 190.8963 | 0
2126 | 2.1 | 0 | 50.6 | 54.6093 | 0 | 0 | 27.3046 | 0 | 37.6 | 43.2 | 99.5897 | 0
2127 | 3.5 | 0 | 0 | 54.6678 | 0 | 0 | 27.3339 | 0 | 0 | 43.4 | 133.9011 | 0
2128 | 2.8 | 0 | 0 | 52.5954 | 0 | 0 | 26.2977 | 0 | 0 | 43.3 | 111.2703 | 0
2129 | 2.1 | 0 | 0 | 52.6441 | 0 | 0 | 26.322 | 0 | 0 | 43.2 | 137.3564 | 0
2130 | 0.7 | 0 | 0 | 58.9485 | 0 | 0 | 29.4742 | 0 | 37.6 | 43 | 164.1651 | 0
2131 | 0 | 0 | 0.3 | 54.8482 | 0 | 0 | 27.4241 | 0 | 75.1 | 42.9 | 226.4155 | 0
2132 | 0 | 0 | 0 | 45.6181 | 0 | 0 | 22.8091 | 0 | 75.1 | 42.9 | 273.6772 | 0
2133 | 0 | 0 | 14 | 43.9191 | 0 | 0 | 21.9596 | 0 | 75.1 | 42.9 | 215.4814 | 0
2134 | 0 | 0 | 57.6 | 43.1511 | 0 | 0 | 21.5756 | 0 | 93.9 | 42.9 | 208.0384 | 0
2135 | 0 | 0 | 0 | 41.4788 | 0 | 0 | 20.7394 | 0 | 0 | 0 | 215.7674 | 0
2136 | 0 | 0 | 0 | 41.5398 | 0 | 0 | 20.7699 | 0 | 0 | 0 | 188.8899 | 0
2137 | 0 | 0 | 0 | 44.163 | 0 | 0 | 22.0815 | 0 | 0 | 0 | 92.8857 | 0
2138 | 0 | 0 | 0 | 43.4477 | 0 | 0 | 21.7239 | 0 | 0 | 0 | 89.5504 | 0
2139 | 0 | 0 | 0 | 40.4483 | 0 | 0 | 20.2241 | 0 | 0 | 0 | 95.6289 | 0
2140 | 0 | 0 | 0 | 42.6642 | 0 | 0 | 21.3321 | 0 | 0 | 0 | 95.7491 | 0
2141 | 0 | 0 | 0 | 42.2827 | 0 | 0 | 21.1414 | 0 | 0 | 0 | 94.7974 | 0
2142 | 0 | 0 | 0 | 53.3823 | 0 | 0 | 26.6911 | 0 | 0 | 0 | 96.4705 | 0
2143 | 0 | 58.1 | 429.1 | 74.6913 | 0 | 0 | 37.3457 | 0 | 56.3 | 42.9 | 118.4278 | 0
2144 | 0 | 52 | 316.9 | 73.6116 | 0 | 0 | 36.8058 | 0 | 37.6 | 42.9 | 122.6775 | 0
2145 | 0 | 6.2 | 0 | 65.5784 | 0 | 0 | 32.7892 | 0 | 0 | 42.9 | 163.2302 | 0
2146 | 0 | 0 | 0 | 62.6759 | 0 | 0 | 31.338 | 0 | 0 | 42.9 | 158.3647 | 0
2147 | 0 | 0 | 0 | 57.8628 | 0 | 0 | 28.9314 | 0 | 0 | 42.9 | 188.8678 | 0
2148 | 0 | 0 | 0 | 56.9089 | 0 | 0 | 28.4544 | 0 | 0 | 42.9 | 212.021 | 0
2149 | 0 | 0 | 3.2 | 53.6436 | 0 | 0 | 26.8218 | 0 | 75.1 | 42.9 | 203.0123 | 0
2150 | 0 | 0 | 0 | 55.2998 | 0 | 0 | 27.6499 | 0 | 37.6 | 42.9 | 302.0196 | 0
2151 | 0 | 0 | 0 | 54.7723 | 0 | 0 | 27.3861 | 0 | 0 | 42.9 | 314.2127 | 0
2152 | 0 | 0 | 0 | 56.2326 | 0 | 0 | 28.1163 | 0 | 0 | 42.9 | 168.0558 | 0
2153 | 0 | 0 | 0 | 55.5431 | 0 | 0 | 27.7715 | 0 | 0 | 42.9 | 153.5647 | 0
2154 | 0 | 0 | 0 | 64.6582 | 0 | 0 | 32.3291 | 0 | 37.6 | 42.9 | 258.3363 | 0
2155 | 0 | 0 | 0 | 71.6702 | 0 | 0 | 35.8351 | 0 | 75.1 | 42.9 | 246.7808 | 0
2156 | 0 | 0 | 0 | 53.9879 | 0 | 0 | 26.9939 | 0 | 75.1 | 42.9 | 268.8703 | 0
2157 | 0 | 0 | 0 | 42.8982 | 0 | 0 | 21.4491 | 0 | 75.1 | 42.9 | 286.253 | 0
2158 | 0 | 0 | 0 | 41.6117 | 0 | 0 | 20.8059 | 0 | 93.9 | 42.9 | 159.4547 | 0
2159 | 0 | 0 | 0 | 40.898 | 0 | 0 | 20.449 | 0 | 0 | 0 | 144.5214 | 0
2160 | 0 | 0 | 0 | 43.3957 | 0 | 0 | 21.6978 | 0 | 0 | 0 | 120.7982 | 0
2161 | 0 | 0 | 0 | 42.403 | 0 | 0 | 21.2015 | 0 | 0 | 0 | 94.9146 | 0
2162 | 0 | 0 | 0 | 40.9039 | 0 | 0 | 20.4519 | 0 | 0 | 0 | 83.1478 | 0
2163 | 0 | 0 | 0 | 40.2208 | 0 | 0 | 20.1104 | 0 | 0 | 0 | 77.0864 | 0
2164 | 0 | 0 | 0 | 42.0335 | 0 | 0 | 21.0168 | 0 | 0 | 0 | 78.7669 | 0
2165 | 0 | 0 | 0 | 40.5425 | 0 | 0 | 20.2713 | 0 | 0 | 0 | 92.6503 | 0
2166 | 0 | 0 | 0 | 44.7745 | 0 | 0 | 22.3873 | 0 | 0 | 0 | 128.0703 | 0
2167 | 0 | 46.3 | 403.2 | 53.6993 | 0 | 0 | 26.8497 | 0 | 56.3 | 42.9 | 142.559 | 0
2168 | 0 | 33.1 | 316.2 | 57.1664 | 0 | 0 | 28.5832 | 0 | 37.6 | 42.9 | 87.2918 | 0
2169 | 0 | 6.6 | 0 | 52.4975 | 0 | 0 | 26.2487 | 0 | 0 | 42.9 | 130.5886 | 0
2170 | 0 | 0 | 0 | 52.0149 | 0 | 0 | 26.0075 | 0 | 0 | 42.9 | 157.2778 | 0
2171 | 0 | 0 | 0 | 49.9607 | 0 | 0 | 24.9804 | 0 | 0 | 42.9 | 162.9598 | 0
2172 | 0 | 0 | 0 | 51.9752 | 0 | 0 | 25.9876 | 0 | 0 | 42.9 | 74.3921 | 0
2173 | 0 | 0 | 81 | 49.0486 | 0 | 0 | 24.5243 | 0 | 75.1 | 42.9 | 112.1201 | 0
2174 | 0 | 0 | 39.6 | 49.6812 | 0 | 0 | 24.8406 | 0 | 37.6 | 42.9 | 91.3402 | 0
2175 | 0 | 0 | 0 | 48.863 | 0 | 0 | 24.4315 | 0 | 0 | 42.9 | 86.4611 | 0
2176 | 0 | 0 | 0 | 49.0768 | 0 | 0 | 24.5384 | 0 | 0 | 42.9 | 199.5347 | 0
2177 | 0 | 0 | 0 | 49.1664 | 0 | 0 | 24.5832 | 0 | 0 | 42.9 | 140.9043 | 0
2178 | 0 | 0 | 7.8 | 47.3698 | 0 | 0 | 23.6849 | 0 | 37.6 | 42.9 | 160.885 | 0
2179 | 0 | 0 | 14 | 42.5031 | 0 | 0 | 21.2515 | 0 | 75.1 | 42.9 | 180.1664 | 0
2180 | 0 | 0 | 7.2 | 43.0312 | 0 | 0 | 21.5156 | 0 | 75.1 | 42.9 | 198.6683 | 0
2181 | 0 | 0 | 56.1 | 39.6599 | 0 | 0 | 19.8299 | 0 | 75.1 | 42.9 | 213.6163 | 0
2182 | 0 | 0 | 116.3 | 40.567 | 0 | 0 | 20.2835 | 0 | 93.9 | 42.9 | 180.4545 | 0
2183 | 0 | 0 | 0 | 41.5023 | 0 | 0 | 20.7512 | 0 | 0 | 0 | 213.7536 | 0
2184 | 0 | 0 | 0 | 39.8188 | 0 | 0 | 19.9094 | 0 | 0 | 0 | 142.8163 | 0
2185 | 0 | 0 | 0 | 40.7223 | 0 | 0 | 20.3611 | 0 | 0 | 0 | 95.3929 | 0
2186 | 0 | 0 | 0 | 41.4487 | 0 | 0 | 20.7244 | 0 | 0 | 0 | 79.1201 | 0
2187 | 0 | 0 | 0 | 43.8519 | 0 | 0 | 21.9259 | 0 | 0 | 0 | 78.5294 | 0
2188 | 0 | 0 | 1.3 | 40.0956 | 0 | 0 | 20.0478 | 0 | 0 | 0 | 80.0679 | 0
2189 | 0 | 0 | 7.8 | 41.0849 | 0 | 0 | 20.5424 | 0 | 0 | 0 | 84.2074 | 0
2190 | 0 | 0 | 14.1 | 54.7255 | 0 | 0 | 27.3627 | 0 | 0 | 0 | 90.6231 | 0
2191 | 0 | 122.8 | 521.7 | 68.6791 | 0 | 0 | 34.3396 | 0 | 56.3 | 42.9 | 129.1776 | 0
2192 | 0.7 | 147.5 | 411.3 | 73.2855 | 48.4 | 0 | 36.6428 | 0 | 37.6 | 43 | 114.0465 | 0
2193 | 2.1 | 111.4 | 3.4 | 71.038 | 45.1 | 0 | 35.519 | 0 | 0 | 43.2 | 121.7372 | 0
2194 | 3.5 | 76.4 | 1.2 | 68.0894 | 62.3 | 0 | 34.0447 | 0 | 0 | 43.4 | 146.5788 | 0
2195 | 3.5 | 27.4 | 0 | 62.6824 | 60.3 | 0 | 31.3412 | 0 | 0 | 43.4 | 140.2435 | 0
2196 | 2.8 | 1.8 | 0 | 59.8634 | 45.5 | 0 | 29.9317 | 0 | 0 | 43.3 | 182.0161 | 0
2197 | 1.4 | 0 | 208.8 | 60.945 | 26.6 | 0 | 30.4725 | 0 | 75.1 | 43.1 | 182.5108 | 0
2198 | 2.1 | 0 | 129.7 | 60.6779 | 27 | 0 | 30.3389 | 0 | 37.6 | 43.2 | 117.3049 | 0
2199 | 3.5 | 0 | 0 | 59.4608 | 40.7 | 0 | 29.7304 | 0 | 0 | 43.4 | 115.3839 | 0
2200 | 2.8 | 0 | 0 | 57.932 | 39.6 | 0 | 28.966 | 0 | 0 | 43.3 | 275.9813 | 0
2201 | 2.1 | 0 | 0 | 59.4667 | 29.7 | 0 | 29.7333 | 0 | 0 | 43.2 | 156.6544 | 0
2202 | 0.7 | 0 | 82.3 | 55.46 | 15.9 | 0 | 27.73 | 0 | 37.6 | 43 | 206.1854 | 0
2203 | 0 | 0 | 82.1 | 42.566 | 0 | 0 | 21.283 | 0 | 75.1 | 42.9 | 300.1261 | 0
2204 | 0 | 0 | 50.6 | 40.8245 | 0 | 0 | 20.4123 | 0 | 75.1 | 42.9 | 332.3795 | 0
2205 | 0 | 0 | 133.6 | 42.3317 | 0 | 0 | 21.1658 | 0 | 75.1 | 42.9 | 294.5534 | 0
2206 | 0 | 0 | 184.6 | 42.6187 | 0 | 0 | 21.3093 | 0 | 93.9 | 42.9 | 277.0001 | 0
2207 | 0 | 0 | 0 | 40.1728 | 0 | 0 | 20.0864 | 0 | 0 | 0 | 150.7674 | 0
2208 | 0 | 0 | 0 | 37.7833 | 0 | 0 | 18.8916 | 0 | 0 | 0 | 118.7495 | 0
2209 | 0 | 0 | 0 | 38.8553 | 0 | 0 | 19.4276 | 0 | 0 | 0 | 57.3638 | 0
2210 | 0 | 0 | 0.6 | 41.1338 | 0 | 0 | 20.5669 | 0 | 0 | 0 | 49.3197 | 0
2211 | 0 | 0 | 9.7 | 38.3015 | 0 | 0 | 19.1507 | 0 | 0 | 0 | 45.9939 | 0
2212 | 0 | 0 | 31.2 | 42.5474 | 0 | 0 | 21.2737 | 0 | 0 | 0 | 48.6289 | 0
2213 | 0 | 4.1 | 87.2 | 41.767 | 0.1 | 0 | 20.8835 | 0 | 0 | 0 | 50.4662 | 0
2214 | 0 | 13.3 | 138.5 | 63.6878 | 3.3 | 0 | 31.8439 | 0 | 0 | 0 | 79.7138 | 0
2215 | 0 | 186.6 | 668.6 | 100.8692 | 22.5 | 0 | 50.4346 | 0 | 56.3 | 42.9 | 80.3075 | 0
2216 | 0.7 | 210.5 | 552.5 | 178.7242 | 67.5 | 0 | 89.3621 | 0 | 37.6 | 43 | 50.5817 | 0
2217 | 2.1 | 183.2 | 89.8 | 290.8455 | 64.3 | 0 | 145.4228 | 0 | 0 | 43.2 | 118.8486 | 0
2218 | 3.5 | 160.5 | 95 | 369.6613 | 80.4 | 0 | 184.8307 | 0 | 0 | 43.4 | 170.4269 | 0
2219 | 3.5 | 119.4 | 65.6 | 363.6417 | 73.6 | 0 | 181.8208 | 0 | 0 | 43.4 | 59.6667 | 0
2220 | 2.8 | 77.3 | 40.9 | 323.7494 | 49 | 0 | 161.8747 | 0 | 0 | 43.3 | 127.7282 | 0
2221 | 1.4 | 42.7 | 465.5 | 291.087 | 14.5 | 0 | 145.5435 | 0 | 75.1 | 43.1 | 250.287 | 0
2222 | 2.1 | 35.4 | 361.3 | 243.4221 | 9.5 | 0 | 121.7111 | 0 | 37.6 | 43.2 | 68.7476 | 0
2223 | 3.5 | 34 | 0 | 221.9826 | 24.1 | 0 | 110.9913 | 0 | 0 | 43.4 | 97.7944 | 0
2224 | 2.8 | 28.7 | 0.4 | 200.9807 | 19.4 | 0 | 100.4904 | 0 | 0 | 43.3 | 123.0896 | 0
2225 | 2.1 | 22.8 | 3.2 | 145.0081 | 6.4 | 0 | 72.504 | 0 | 0 | 43.2 | 120.2685 | 0
2226 | 0.7 | 14.7 | 421.2 | 105.4896 | 0.1 | 0 | 52.7448 | 0 | 37.6 | 43 | 128.8168 | 0
2227 | 0 | 5.2 | 377.9 | 84.0513 | 0 | 0 | 42.0256 | 0 | 75.1 | 42.9 | 220.2495 | 0
2228 | 0 | 1.6 | 348.1 | 62.2526 | 0 | 0 | 31.1263 | 0 | 75.1 | 42.9 | 660 | 0
2229 | 0 | 11.1 | 407.5 | 40.5261 | 0 | 0 | 20.263 | 0 | 75.1 | 42.9 | 272.1543 | 0
2230 | 0 | 21.2 | 445.9 | 43.4149 | 0 | 0 | 21.7074 | 0 | 93.9 | 42.9 | 208.2802 | 0
2231 | 0 | 0 | 6.1 | 43.5317 | 0 | 0 | 21.7659 | 0 | 0 | 0 | 288.2455 | 0
2232 | 0 | 0 | 43.3 | 43.3783 | 0 | 0 | 21.6892 | 0 | 0 | 0 | 143.1375 | 0
2233 | 0 | 1.1 | 84.2 | 42.165 | 0 | 0 | 21.0825 | 0 | 0 | 0 | 188.5305 | 0
2234 | 0 | 6.5 | 112.3 | 42.4721 | 0 | 0 | 21.236 | 0 | 0 | 0 | 63.4643 | 0
2235 | 0 | 11.4 | 137.7 | 44.8622 | 0 | 0 | 22.4311 | 0 | 0 | 0 | 47.9395 | 0
2236 | 0 | 15.8 | 163 | 42.2775 | 0 | 0 | 21.1387 | 0 | 0 | 0 | 47.1349 | 0
2237 | 0 | 21.7 | 185.4 | 41.4431 | 0 | 0 | 20.7216 | 0 | 0 | 0 | 52.3068 | 0
2238 | 0 | 29.6 | 200.1 | 64.5668 | 0 | 0 | 32.2834 | 0 | 0 | 0 | 53.5683 | 0
2239 | 0 | 201.5 | 698.1 | 111.6279 | 0.2 | 0 | 55.8139 | 0 | 56.3 | 42.9 | 86.343 | 0
2240 | 0.7 | 198.8 | 578.8 | 187.624 | 45.9 | 0 | 93.812 | 0 | 37.6 | 43 | 47.5951 | 0
2241 | 2.1 | 154.3 | 86.2 | 283.3014 | 28.2 | 0 | 141.6507 | 0 | 0 | 43.2 | 52.0763 | 0
2242 | 3.5 | 115.9 | 72.2 | 312.3842 | 32.1 | 0 | 156.1921 | 0 | 0 | 43.4 | 83.8503 | 0
2243 | 3.5 | 78.8 | 38.1 | 295.2545 | 13.4 | 0 | 147.6272 | 0 | 0 | 43.4 | 73.2389 | 0
2244 | 2.8 | 35.5 | 8.6 | 278.9581 | 0 | 0 | 139.4791 | 0 | 0 | 43.3 | 71.6275 | 0
2245 | 1.4 | 3.2 | 369.9 | 273.1536 | 0 | 0 | 136.5768 | 0 | 75.1 | 43.1 | 151.6427 | 0
2246 | 2.1 | 0 | 245.1 | 234.0683 | 0 | 0 | 117.0342 | 0 | 37.6 | 43.2 | 111.8748 | 0
2247 | 3.5 | 0 | 0 | 225.327 | 0 | 0 | 112.6635 | 0 | 0 | 43.4 | 129.4373 | 0
2248 | 2.8 | 0 | 0 | 204.5991 | 0 | 0 | 102.2995 | 0 | 0 | 43.3 | 156.7083 | 0
2249 | 2.1 | 0 | 0 | 148.1278 | 0 | 0 | 74.0639 | 0 | 0 | 43.2 | 89.3084 | 0
2250 | 0.7 | 0 | 142 | 110.377 | 0 | 0 | 55.1885 | 0 | 37.6 | 43 | 107.7597 | 0
2251 | 0 | 0 | 108.2 | 84.188 | 0 | 0 | 42.094 | 0 | 75.1 | 42.9 | 196.8463 | 0
2252 | 0 | 0 | 94 | 61.0687 | 0 | 0 | 30.5343 | 0 | 75.1 | 42.9 | 232.9709 | 0
2253 | 0 | 0 | 154.2 | 42.3859 | 0 | 0 | 21.193 | 0 | 75.1 | 42.9 | 175.6022 | 0
2254 | 0 | 0 | 164.9 | 42.7774 | 0 | 0 | 21.3887 | 0 | 93.9 | 42.9 | 143.2751 | 0
2255 | 0 | 0 | 0 | 40.7737 | 0 | 0 | 20.3869 | 0 | 0 | 0 | 120.2928 | 0
2256 | 0 | 0 | 0 | 41.917 | 0 | 0 | 20.9585 | 0 | 0 | 0 | 93.6063 | 0
2257 | 0 | 0 | 0 | 43.1874 | 0 | 0 | 21.5937 | 0 | 0 | 0 | 90.2658 | 0
2258 | 0 | 0 | 0 | 42.1808 | 0 | 0 | 21.0904 | 0 | 0 | 0 | 78.1674 | 0
2259 | 0 | 0 | 0 | 42.8632 | 0 | 0 | 21.4316 | 0 | 0 | 0 | 77.6826 | 0
2260 | 0 | 0 | 0 | 41.0647 | 0 | 0 | 20.5324 | 0 | 0 | 0 | 81.1355 | 0
2261 | 0 | 0 | 0 | 43.3182 | 0 | 0 | 21.6591 | 0 | 0 | 0 | 82.4367 | 0
2262 | 0 | 0 | 0 | 61.0228 | 0 | 0 | 30.5114 | 0 | 0 | 0 | 107.3974 | 0
2263 | 0 | 49.8 | 369.8 | 99.4036 | 0 | 0 | 49.7018 | 0 | 56.3 | 42.9 | 100.071 | 0
2264 | 0.7 | 54.1 | 256.3 | 157.0944 | 0 | 0 | 78.5472 | 0 | 37.6 | 43 | 93.1225 | 0
2265 | 2.1 | 1.9 | 0 | 231.9866 | 0 | 0 | 115.9933 | 0 | 0 | 43.2 | 94.2051 | 0
2266 | 3.5 | 0 | 0 | 277.1649 | 0 | 0 | 138.5825 | 0 | 0 | 43.4 | 146.8593 | 0
2267 | 3.5 | 0 | 0 | 241.208 | 0 | 0 | 120.604 | 0 | 0 | 43.4 | 122.746 | 0
2268 | 2.8 | 0 | 0 | 204.0861 | 0 | 0 | 102.0431 | 0 | 0 | 43.3 | 110.1779 | 0
2269 | 1.4 | 0 | 0 | 173.6765 | 0 | 0 | 86.8383 | 0 | 75.1 | 43.1 | 177.8934 | 0
2270 | 2.1 | 0 | 2 | 170.3074 | 0 | 0 | 85.1537 | 0 | 37.6 | 43.2 | 228.4523 | 0
2271 | 3.5 | 0 | 0 | 164.9476 | 0 | 0 | 82.4738 | 0 | 0 | 43.4 | 178.9221 | 0
2272 | 2.8 | 0 | 0 | 138.8022 | 0 | 0 | 69.4011 | 0 | 0 | 43.3 | 188.1367 | 0
2273 | 2.1 | 0 | 0 | 93.3338 | 0 | 0 | 46.6669 | 0 | 0 | 43.2 | 155.3872 | 0
2274 | 0.7 | 0 | 0 | 67.4918 | 0 | 0 | 33.7459 | 0 | 37.6 | 43 | 149.4959 | 0
2275 | 0 | 0 | 0 | 51.5894 | 0 | 0 | 25.7947 | 0 | 75.1 | 42.9 | 167.3384 | 0
2276 | 0 | 0 | 0 | 46.8863 | 0 | 0 | 23.4432 | 0 | 75.1 | 42.9 | 206.0887 | 0
2277 | 0 | 0 | 0 | 43.625 | 0 | 0 | 21.8125 | 0 | 75.1 | 42.9 | 177.9819 | 0
2278 | 0 | 0 | 0 | 41.5194 | 0 | 0 | 20.7597 | 0 | 93.9 | 42.9 | 163.1731 | 0
2279 | 0 | 0 | 0 | 41.7521 | 0 | 0 | 20.8761 | 0 | 0 | 0 | 143.0872 | 0
2280 | 0 | 0 | 0 | 41.5327 | 0 | 0 | 20.7664 | 0 | 0 | 0 | 148.1381 | 0
2281 | 0 | 0 | 0 | 40.1771 | 0 | 0 | 20.0886 | 0 | 0 | 0 | 100.9079 | 0
2282 | 0 | 0 | 0 | 40.1034 | 0 | 0 | 20.0517 | 0 | 0 | 0 | 79.4789 | 0
2283 | 0 | 0 | 0 | 42.4423 | 0 | 0 | 21.2212 | 0 | 0 | 0 | 77.3293 | 0
2284 | 0 | 0 | 0 | 42.2586 | 0 | 0 | 21.1293 | 0 | 0 | 0 | 78.1626 | 0
2285 | 0 | 0 | 0 | 40.3944 | 0 | 0 | 20.1972 | 0 | 0 | 0 | 94.4429 | 0
2286 | 0 | 0 | 0 | 54.6871 | 0 | 0 | 27.3435 | 0 | 0 | 0 | 122.9584 | 0
2287 | 0 | 7.4 | 205.9 | 104.9026 | 0 | 0 | 52.4513 | 0 | 56.3 | 42.9 | 108.124 | 0
2288 | 0.7 | 19.7 | 170.7 | 182.6271 | 0 | 0 | 91.3136 | 0 | 37.6 | 43 | 93.2435 | 0
2289 | 2.1 | 8 | 0 | 312.8119 | 0 | 0 | 156.406 | 0 | 0 | 43.2 | 143.9049 | 0
2290 | 3.5 | 0.1 | 0 | 386.222 | 0 | 0 | 193.111 | 0 | 0 | 43.4 | 270.8259 | 0
2291 | 3.5 | 0 | 0 | 329.0193 | 0 | 0 | 164.5097 | 0 | 0 | 43.4 | 320.1211 | 0
2292 | 2.8 | 0 | 0 | 256.0601 | 0 | 0 | 128.0301 | 0 | 0 | 43.3 | 244.5468 | 0
2293 | 1.4 | 0 | 3.1 | 212.291 | 0 | 0 | 106.1455 | 0 | 75.1 | 43.1 | 296.7493 | 0
2294 | 2.1 | 0 | 0.5 | 199.7559 | 0 | 0 | 99.8779 | 0 | 37.6 | 43.2 | 425.0318 | 0
2295 | 3.5 | 0 | 0 | 183.8497 | 0 | 0 | 91.9249 | 0 | 0 | 43.4 | 167.7428 | 0
2296 | 2.8 | 0 | 0 | 150.8724 | 0 | 0 | 75.4362 | 0 | 0 | 43.3 | 229.9312 | 0
2297 | 2.1 | 0 | 0 | 107.7114 | 0 | 0 | 53.8557 | 0 | 0 | 43.2 | 169.6975 | 0
2298 | 0.7 | 0 | 0 | 79.5078 | 0 | 0 | 39.7539 | 0 | 37.6 | 43 | 319.9671 | 0
2299 | 0 | 0 | 0 | 74.1982 | 0 | 0 | 37.0991 | 0 | 75.1 | 42.9 | 233.7466 | 0
2300 | 0 | 0 | 0 | 55.3751 | 0 | 0 | 27.6875 | 0 | 75.1 | 42.9 | 173.3082 | 0
2301 | 0 | 0 | 0 | 41.4757 | 0 | 0 | 20.7378 | 0 | 75.1 | 42.9 | 263.9765 | 0
2302 | 0 | 0 | 0 | 42.8728 | 0 | 0 | 21.4364 | 0 | 93.9 | 42.9 | 310.5467 | 0
2303 | 0 | 0 | 0 | 42.9066 | 0 | 0 | 21.4533 | 0 | 0 | 0 | 154.1315 | 0
2304 | 0 | 0 | 0 | 41.5913 | 0 | 0 | 20.7956 | 0 | 0 | 0 | 122.2252 | 0
2305 | 0 | 0 | 0 | 44.0062 | 0 | 0 | 22.0031 | 0 | 0 | 0 | 81.8427 | 0
2306 | 0 | 0 | 0 | 44.4509 | 0 | 0 | 22.2255 | 0 | 0 | 0 | 71.7413 | 0
2307 | 0 | 0 | 0 | 40.6798 | 0 | 0 | 20.3399 | 0 | 0 | 0 | 70.4731 | 0
2308 | 0 | 0 | 0 | 41.0427 | 0 | 0 | 20.5214 | 0 | 0 | 0 | 52.765 | 0
2309 | 0 | 0 | 0 | 43.0895 | 0 | 0 | 21.5447 | 0 | 0 | 0 | 55.8645 | 0
2310 | 0 | 0 | 0 | 54.0923 | 0 | 0 | 27.0462 | 0 | 0 | 0 | 96.3445 | 0
2311 | 0 | 0 | 108.2 | 64.8138 | 0 | 0 | 32.4069 | 0 | 56.3 | 42.9 | 68.2868 | 0
2312 | 0 | 3.7 | 100 | 73.9249 | 0 | 0 | 36.9624 | 0 | 37.6 | 42.9 | 87.1724 | 0
2313 | 0 | 0 | 0 | 68.9106 | 0 | 0 | 34.4553 | 0 | 0 | 42.9 | 56.5518 | 0
2314 | 0 | 0 | 0 | 69.5156 | 0 | 0 | 34.7578 | 0 | 0 | 42.9 | 71.5101 | 0
2315 | 0 | 0 | 0 | 65.9366 | 0 | 0 | 32.9683 | 0 | 0 | 42.9 | 47.2497 | 0
2316 | 0 | 0 | 0 | 52.8275 | 0 | 0 | 26.4138 | 0 | 0 | 42.9 | 63.3473 | 0
2317 | 0 | 0 | 0 | 52.1578 | 0 | 0 | 26.0789 | 0 | 75.1 | 42.9 | 93.3673 | 0
2318 | 0 | 0 | 0 | 52.94 | 0 | 0 | 26.47 | 0 | 37.6 | 42.9 | 100.4323 | 0
2319 | 0 | 0 | 0 | 53.9181 | 0 | 0 | 26.9591 | 0 | 0 | 42.9 | 97.7973 | 0
2320 | 0 | 0 | 0 | 53.4483 | 0 | 0 | 26.7242 | 0 | 0 | 42.9 | 96.3452 | 0
2321 | 0 | 0 | 0 | 55.5576 | 0 | 0 | 27.7788 | 0 | 0 | 42.9 | 89.5454 | 0
2322 | 0 | 0 | 0 | 54.1134 | 0 | 0 | 27.0567 | 0 | 37.6 | 42.9 | 70.7062 | 0
2323 | 0 | 0 | 0 | 51.0439 | 0 | 0 | 25.522 | 0 | 75.1 | 42.9 | 208.711 | 0
2324 | 0 | 0 | 0 | 45.6327 | 0 | 0 | 22.8163 | 0 | 75.1 | 42.9 | 196.1625 | 0
2325 | 0 | 0 | 0 | 43.3495 | 0 | 0 | 21.6747 | 0 | 75.1 | 42.9 | 139.7272 | 0
2326 | 0 | 0 | 0 | 39.5625 | 0 | 0 | 19.7813 | 0 | 93.9 | 42.9 | 185.6471 | 0
2327 | 0 | 0 | 0 | 40.8174 | 0 | 0 | 20.4087 | 0 | 0 | 0 | 107.8847 | 0
2328 | 0 | 0 | 0 | 42.8161 | 0 | 0 | 21.4081 | 0 | 0 | 0 | 80.6614 | 0
2329 | 0 | 0 | 0 | 42.6522 | 0 | 0 | 21.3261 | 0 | 0 | 0 | 69.3238 | 0
2330 | 0 | 0 | 0 | 42.6444 | 0 | 0 | 21.3222 | 0 | 0 | 0 | 59.207 | 0
2331 | 0 | 0 | 0 | 40.9231 | 0 | 0 | 20.4615 | 0 | 0 | 0 | 46.7908 | 0
2332 | 0 | 0 | 0 | 44.5734 | 0 | 0 | 22.2867 | 0 | 0 | 0 | 46.7906 | 0
2333 | 0 | 0 | 0 | 44.8693 | 0 | 0 | 22.4347 | 0 | 0 | 0 | 50.1225 | 0
2334 | 0 | 0 | 0 | 46.1292 | 0 | 0 | 23.0646 | 0 | 0 | 0 | 61.5096 | 0
2335 | 0 | 10 | 178.9 | 72.5138 | 0 | 0 | 36.2569 | 0 | 56.3 | 42.9 | 51.9588 | 0
2336 | 0 | 1.6 | 129 | 78.4962 | 0 | 0 | 39.2481 | 0 | 37.6 | 42.9 | 114.5325 | 0
2337 | 0 | 0 | 0 | 77.3796 | 0 | 0 | 38.6898 | 0 | 0 | 42.9 | 75.3233 | 0
2338 | 0 | 0 | 0 | 72.8284 | 0 | 0 | 36.4142 | 0 | 0 | 42.9 | 139.6311 | 0
2339 | 0 | 0 | 0 | 71.6665 | 0 | 0 | 35.8332 | 0 | 0 | 42.9 | 173.7712 | 0
2340 | 0 | 0 | 0 | 71.9662 | 0 | 0 | 35.9831 | 0 | 0 | 42.9 | 130.2842 | 0
2341 | 0 | 0 | 0 | 64.7453 | 0 | 0 | 32.3726 | 0 | 75.1 | 42.9 | 98.515 | 0
2342 | 0 | 0 | 0 | 62.313 | 0 | 0 | 31.1565 | 0 | 37.6 | 42.9 | 153.844 | 0
2343 | 0 | 0 | 0 | 57.163 | 0 | 0 | 28.5815 | 0 | 0 | 42.9 | 95.0354 | 0
2344 | 0 | 0 | 0 | 60.6518 | 0 | 0 | 30.3259 | 0 | 0 | 42.9 | 114.411 | 0
2345 | 0 | 0 | 0 | 58.0479 | 0 | 0 | 29.0239 | 0 | 0 | 42.9 | 126.8145 | 0
2346 | 0 | 0 | 0 | 55.9137 | 0 | 0 | 27.9569 | 0 | 37.6 | 42.9 | 131.2974 | 0
2347 | 0 | 0 | 0 | 41.5327 | 0 | 0 | 20.7664 | 0 | 75.1 | 42.9 | 139.5626 | 0
2348 | 0 | 0 | 0 | 42.1098 | 0 | 0 | 21.0549 | 0 | 75.1 | 42.9 | 328.6098 | 0
2349 | 0 | 0 | 0 | 43.2866 | 0 | 0 | 21.6433 | 0 | 75.1 | 42.9 | 243.2006 | 0
2350 | 0 | 0 | 0 | 40.417 | 0 | 0 | 20.2085 | 0 | 93.9 | 42.9 | 182.4506 | 0
2351 | 0 | 0 | 0 | 42.6822 | 0 | 0 | 21.3411 | 0 | 0 | 0 | 388.4942 | 0
2352 | 0 | 0 | 0 | 42.5155 | 0 | 0 | 21.2577 | 0 | 0 | 0 | 149.972 | 0
2353 | 0 | 0 | 0 | 44.0524 | 0 | 0 | 22.0262 | 0 | 0 | 0 | 53.1073 | 0
2354 | 0 | 0 | 0 | 40.4117 | 0 | 0 | 20.2059 | 0 | 0 | 0 | 48.2835 | 0
2355 | 0 | 0 | 0 | 42.8028 | 0 | 0 | 21.4014 | 0 | 0 | 0 | 52.4206 | 0
2356 | 0 | 0 | 0 | 41.2243 | 0 | 0 | 20.6122 | 0 | 0 | 0 | 48.167 | 0
2357 | 0 | 0 | 0 | 43.0114 | 0 | 0 | 21.5057 | 0 | 0 | 0 | 54.4855 | 0
2358 | 0 | 0 | 0 | 62.0483 | 0 | 0 | 31.0242 | 0 | 0 | 0 | 104.132 | 0
2359 | 0 | 0 | 47.9 | 116.7428 | 0 | 0 | 58.3714 | 0 | 56.3 | 42.9 | 76.8547 | 0
2360 | 0.7 | 5.3 | 32.6 | 188.2023 | 0 | 0 | 94.1011 | 0 | 37.6 | 43 | 69.439 | 0
2361 | 2.1 | 0 | 0 | 300.7271 | 0 | 0 | 150.3636 | 0 | 0 | 43.2 | 155.2018 | 0
2362 | 3.5 | 0 | 0 | 368.9364 | 0 | 0 | 184.4682 | 0 | 0 | 43.4 | 105.7027 | 0
2363 | 3.5 | 0 | 0 | 298.9141 | 0 | 0 | 149.457 | 0 | 0 | 43.4 | 99.472 | 0
2364 | 2.8 | 0 | 0 | 259.9983 | 0 | 0 | 129.9992 | 0 | 0 | 43.3 | 104.616 | 0
2365 | 1.4 | 0 | 0 | 206.9278 | 0 | 0 | 103.4639 | 0 | 75.1 | 43.1 | 149.8532 | 0
2366 | 2.1 | 0 | 0 | 205.8003 | 0 | 0 | 102.9002 | 0 | 37.6 | 43.2 | 125.6668 | 0
2367 | 3.5 | 0 | 0 | 203.889 | 0 | 0 | 101.9445 | 0 | 0 | 43.4 | 104.8645 | 0
2368 | 2.8 | 0 | 0 | 172.492 | 0 | 0 | 86.246 | 0 | 0 | 43.3 | 63.5795 | 0
2369 | 2.1 | 0 | 0 | 132.5222 | 0 | 0 | 66.2611 | 0 | 0 | 43.2 | 178.5617 | 0
2370 | 0.7 | 0 | 0 | 104.1327 | 0 | 0 | 52.0664 | 0 | 37.6 | 43 | 198.5383 | 0
2371 | 0 | 0 | 0 | 62.7218 | 0 | 0 | 31.3609 | 0 | 75.1 | 42.9 | 254.7706 | 0
2372 | 0 | 0 | 0 | 45.7377 | 0 | 0 | 22.8689 | 0 | 75.1 | 42.9 | 242.9285 | 0
2373 | 0 | 0 | 0 | 41.5901 | 0 | 0 | 20.795 | 0 | 75.1 | 42.9 | 195.3214 | 0
2374 | 0 | 0 | 0 | 45.3082 | 0 | 0 | 22.6541 | 0 | 93.9 | 42.9 | 175.2817 | 0
2375 | 0 | 0 | 0 | 42.3131 | 0 | 0 | 21.1565 | 0 | 0 | 0 | 124.0491 | 0
2376 | 0 | 0 | 0 | 42.4916 | 0 | 0 | 21.2458 | 0 | 0 | 0 | 83.9691 | 0
2377 | 0 | 0 | 0 | 42.7612 | 0 | 0 | 21.3806 | 0 | 0 | 0 | 68.1724 | 0
2378 | 0 | 0 | 0 | 42.9949 | 0 | 0 | 21.4975 | 0 | 0 | 0 | 61.0483 | 0
2379 | 0 | 0 | 0 | 42.8601 | 0 | 0 | 21.4301 | 0 | 0 | 0 | 52.5344 | 0
2380 | 0 | 0 | 0 | 40.9817 | 0 | 0 | 20.4908 | 0 | 0 | 0 | 52.1914 | 0
2381 | 0 | 0 | 0 | 40.6395 | 0 | 0 | 20.3198 | 0 | 0 | 0 | 48.7448 | 0
2382 | 0 | 0 | 0 | 54.3889 | 0 | 0 | 27.1945 | 0 | 0 | 0 | 51.3853 | 0
2383 | 0 | 11.5 | 145.1 | 95.7481 | 0 | 0 | 47.874 | 0 | 56.3 | 42.9 | 53.9119 | 0
2384 | 0.7 | 10.6 | 79 | 169.7864 | 0 | 0 | 84.8932 | 0 | 37.6 | 43 | 58.4041 | 0
2385 | 2.1 | 0 | 0 | 234.1372 | 0 | 0 | 117.0686 | 0 | 0 | 43.2 | 48.4006 | 0
2386 | 3.5 | 0 | 0 | 282.6831 | 0 | 0 | 141.3416 | 0 | 0 | 43.4 | 52.0773 | 0
2387 | 3.5 | 0 | 0 | 286.7614 | 0 | 0 | 143.3807 | 0 | 0 | 43.4 | 54.7145 | 0
2388 | 2.8 | 0 | 0 | 256.0744 | 0 | 0 | 128.0372 | 0 | 0 | 43.3 | 66.678 | 0
2389 | 1.4 | 0 | 0 | 214.3464 | 0 | 0 | 107.1732 | 0 | 75.1 | 43.1 | 48.2831 | 0
2390 | 2.1 | 0 | 0 | 205.0689 | 0 | 12.3 | 102.5345 | 0 | 37.6 | 43.2 | 58.2871 | 0
2391 | 3.5 | 0 | 0 | 179.8397 | 0 | 34.7 | 89.9198 | 0 | 0 | 43.4 | 64.6081 | 0
2392 | 2.8 | 0 | 0 | 135.5046 | 0 | 52.8 | 67.7523 | 0 | 0 | 43.3 | 84.4492 | 0
2393 | 2.1 | 0 | 0 | 98.5166 | 0 | 65.8 | 49.2583 | 0 | 0 | 43.2 | 171.9596 | 0
2394 | 0.7 | 0 | 0 | 71.6479 | 0 | 63.1 | 35.8239 | 0 | 37.6 | 43 | 75.5569 | 0
2395 | 0 | 0 | 0 | 68.0525 | 0 | 7 | 34.0262 | 0 | 75.1 | 42.9 | 111.1512 | 0
2396 | 0 | 0 | 0 | 53.8996 | 0 | 0 | 26.9498 | 0 | 75.1 | 42.9 | 83.9686 | 0
2397 | 0 | 0 | 0 | 42.2502 | 0 | 0 | 21.1251 | 0 | 75.1 | 42.9 | 93.9618 | 0
2398 | 0 | 0 | 0 | 41.5467 | 0 | 0 | 20.7733 | 0 | 93.9 | 42.9 | 69.6688 | 0
2399 | 0 | 0 | 0 | 42.0187 | 0 | 0 | 21.0093 | 0 | 0 | 0 | 52.6512 | 0
2400 | 0 | 0 | 0 | 45.2397 | 0 | 0 | 22.6198 | 0 | 0 | 0 | 47.3648 | 0
2401 | 0 | 0 | 0 | 43.4753 | 0 | 0 | 21.7377 | 0 | 0 | 0 | 46.2224 | 0
2402 | 0 | 0 | 0 | 40.275 | 0 | 0 | 20.1375 | 0 | 0 | 0 | 47.5954 | 0
2403 | 0 | 0 | 0 | 43.1105 | 0 | 0 | 21.5553 | 0 | 0 | 0 | 48.2828 | 0
2404 | 0 | 0 | 0 | 44.1581 | 0 | 0 | 22.079 | 0 | 0 | 0 | 47.2483 | 0
2405 | 0 | 0 | 0 | 40.7421 | 0 | 0 | 20.3711 | 0 | 0 | 0 | 54.5988 | 0
2406 | 0 | 0 | 0 | 46.3811 | 0 | 0 | 23.1906 | 0 | 0 | 0 | 69.2081 | 0
2407 | 0 | 0 | 0 | 77.7341 | 0 | 0 | 38.8671 | 0 | 56.3 | 42.9 | 60.8172 | 0
2408 | 0.7 | 0 | 0 | 133.6497 | 0 | 0 | 66.8249 | 0 | 37.6 | 43 | 63.3501 | 0
2409 | 2.1 | 0 | 0 | 203.6674 | 0 | 0 | 101.8337 | 0 | 0 | 43.2 | 147.8568 | 0
2410 | 3.5 | 0 | 0 | 232.5996 | 0 | 0 | 116.2998 | 0 | 0 | 43.4 | 68.172 | 0
2411 | 3.5 | 0 | 0 | 230.8024 | 0 | 0 | 115.4012 | 0 | 0 | 43.4 | 59.666 | 0
2412 | 2.8 | 0 | 0 | 213.0912 | 0 | 0 | 106.5456 | 0 | 0 | 43.3 | 74.2783 | 0
2413 | 1.4 | 0 | 0 | 183.5993 | 0 | 0 | 91.7997 | 0 | 75.1 | 43.1 | 110.9016 | 0
2414 | 2.1 | 0 | 0 | 185.6894 | 0 | 0.2 | 92.8447 | 0 | 37.6 | 43.2 | 96.3488 | 0
2415 | 3.5 | 0 | 0 | 176.2442 | 0 | 8 | 88.1221 | 0 | 0 | 43.4 | 61.0496 | 0
2416 | 2.8 | 0 | 0 | 142.3759 | 0 | 17.3 | 71.188 | 0 | 0 | 43.3 | 72.779 | 0
2417 | 2.1 | 0 | 0 | 94.4083 | 0 | 28.4 | 47.2041 | 0 | 0 | 43.2 | 77.3265 | 0
2418 | 0.7 | 0 | 0 | 71.7808 | 0 | 35.9 | 35.8904 | 0 | 37.6 | 43 | 65.5257 | 0
2419 | 0 | 0 | 0 | 56.1099 | 0 | 5.4 | 28.055 | 0 | 75.1 | 42.9 | 111.3885 | 0
2420 | 0 | 0 | 0 | 43.3628 | 0 | 0 | 21.6814 | 0 | 75.1 | 42.9 | 114.6551 | 0
2421 | 0 | 0 | 0 | 42.84 | 0 | 0 | 21.42 | 0 | 75.1 | 42.9 | 101.6188 | 0
2422 | 0 | 0 | 0 | 39.7606 | 0 | 0 | 19.8803 | 0 | 93.9 | 42.9 | 110.4187 | 0
2423 | 0 | 0 | 0 | 44.7757 | 0 | 0 | 22.3879 | 0 | 0 | 0 | 94.3264 | 0
2424 | 0 | 0 | 0 | 42.2269 | 0 | 0 | 21.1135 | 0 | 0 | 0 | 62.5475 | 0
2425 | 0 | 0 | 0 | 42.6689 | 0 | 0 | 21.3344 | 0 | 0 | 0 | 63.8082 | 0
2426 | 0 | 0 | 0 | 41.4797 | 0 | 0 | 20.7399 | 0 | 0 | 0 | 58.2868 | 0
2427 | 0 | 0 | 0 | 41.8169 | 0 | 0 | 20.9085 | 0 | 0 | 0 | 56.5527 | 0
2428 | 0 | 0 | 0 | 42.6509 | 0 | 0 | 21.3255 | 0 | 0 | 0 | 57.1301 | 0
2429 | 0 | 0 | 0 | 43.3684 | 0 | 0 | 21.6842 | 0 | 0 | 0 | 62.5464 | 0
2430 | 0 | 0 | 0 | 53.3318 | 0 | 0 | 26.6659 | 0 | 0 | 0 | 109.6927 | 0
2431 | 0 | 0 | 0 | 112.0367 | 0 | 0 | 56.0183 | 0 | 56.3 | 42.9 | 78.5313 | 0
2432 | 0.7 | 0 | 0 | 166.3515 | 0 | 0 | 83.1758 | 0 | 37.6 | 43 | 62.2016 | 0
2433 | 2.1 | 0 | 0 | 224.2038 | 0 | 0 | 112.1019 | 0 | 0 | 43.2 | 48.7439 | 0
2434 | 3.5 | 0 | 0 | 225.0986 | 0 | 0 | 112.5493 | 0 | 0 | 43.4 | 89.1868 | 0
2435 | 3.5 | 0 | 0 | 228.9583 | 0 | 0 | 114.4792 | 0 | 0 | 43.4 | 62.4313 | 0
2436 | 2.8 | 0 | 0 | 209.4258 | 0 | 0 | 104.7129 | 0 | 0 | 43.3 | 57.938 | 0
2437 | 1.4 | 0 | 0 | 197.4485 | 0 | 0 | 98.7243 | 0 | 75.1 | 43.1 | 52.1922 | 0
2438 | 2.1 | 0 | 0 | 212.5867 | 0 | 0 | 106.2933 | 0 | 37.6 | 43.2 | 72.8945 | 0
2439 | 3.5 | 0 | 0 | 214.6449 | 0 | 0 | 107.3224 | 0 | 0 | 43.4 | 184.3872 | 0
2440 | 2.8 | 0 | 0 | 184.0503 | 0 | 0 | 92.0251 | 2.7 | 0 | 43.3 | 134.132 | 0
2441 | 2.1 | 0 | 0 | 126.5764 | 0 | 0 | 63.2882 | 11.9 | 0 | 43.2 | 180.4616 | 0
2442 | 0.7 | 0 | 0 | 90.763 | 0 | 0 | 45.3815 | 14.9 | 37.6 | 43 | 106.3029 | 0
2443 | 0 | 0 | 0 | 72.0595 | 0 | 0 | 36.0297 | 0 | 75.1 | 42.9 | 152.0756 | 0
2444 | 0 | 0 | 0 | 46.7998 | 0 | 0 | 23.3999 | 0 | 75.1 | 42.9 | 104.4994 | 0
2445 | 0 | 0 | 0 | 42.8331 | 0 | 0 | 21.4166 | 0 | 75.1 | 42.9 | 115.0179 | 0
2446 | 0 | 0 | 0 | 41.2312 | 0 | 0 | 20.6156 | 0 | 93.9 | 42.9 | 201.3414 | 0
2447 | 0 | 0 | 0 | 42.0794 | 0 | 0 | 21.0397 | 0 | 0 | 0 | 133.1147 | 0
2448 | 0 | 0 | 0 | 42.641 | 0 | 0 | 21.3205 | 0 | 0 | 0 | 63.693 | 0
2449 | 0 | 0 | 0 | 39.3704 | 0 | 0 | 19.6852 | 0 | 0 | 0 | 61.0503 | 0
2450 | 0 | 0 | 0 | 43.6817 | 0 | 0 | 21.8409 | 0 | 0 | 0 | 55.4023 | 0
2451 | 0 | 0 | 0 | 43.0572 | 0 | 0 | 21.5286 | 0 | 0 | 0 | 56.5536 | 0
2452 | 0 | 0 | 0 | 44.8715 | 0 | 0 | 22.4358 | 0 | 0 | 0 | 56.4362 | 0
2453 | 0 | 0 | 0 | 42.1529 | 0 | 0 | 21.0764 | 0 | 0 | 0 | 57.7081 | 0
2454 | 0 | 0 | 0 | 56.6644 | 0 | 0 | 28.3322 | 0 | 0 | 0 | 58.9794 | 0
2455 | 0 | 13.9 | 110.9 | 96.0843 | 0 | 0 | 48.0422 | 0 | 56.3 | 42.9 | 52.9924 | 0
2456 | 0.7 | 13.3 | 58.9 | 172.4353 | 0 | 0 | 86.2177 | 0 | 37.6 | 43 | 49.3202 | 0
2457 | 2.1 | 0 | 0 | 291.2243 | 0 | 0 | 145.6121 | 0 | 0 | 43.2 | 68.9777 | 0
2458 | 3.5 | 0 | 0 | 381.2756 | 0 | 0 | 190.6378 | 0 | 0 | 43.4 | 77.2106 | 0
2459 | 3.5 | 0 | 0 | 373.6116 | 0 | 0 | 186.8058 | 0 | 0 | 43.4 | 63.2328 | 0
2460 | 2.8 | 0 | 0 | 348.6414 | 0 | 0 | 174.3207 | 0 | 0 | 43.3 | 94.2003 | 0
2461 | 1.4 | 0 | 0 | 312.1636 | 0 | 0 | 156.0818 | 0 | 75.1 | 43.1 | 80.4278 | 0
2462 | 2.1 | 0 | 0 | 273.5962 | 0 | 0 | 136.7981 | 3.8 | 37.6 | 43.2 | 181.1479 | 0
2463 | 3.5 | 0 | 0 | 263.5088 | 0 | 0 | 131.7544 | 15.2 | 0 | 43.4 | 115.5014 | 0
2464 | 2.8 | 0 | 0 | 197.4712 | 0 | 0 | 98.7356 | 26.2 | 0 | 43.3 | 96.1111 | 0
2465 | 2.1 | 0 | 0 | 157.9167 | 0 | 0 | 78.9583 | 45 | 0 | 43.2 | 99.1081 | 0
2466 | 0.7 | 0 | 0 | 104.5158 | 0 | 0 | 52.2579 | 45.7 | 37.6 | 43 | 81.6109 | 0
2467 | 0 | 0 | 0 | 88.026 | 0 | 0 | 44.013 | 0 | 75.1 | 42.9 | 84.9235 | 0
2468 | 0 | 0 | 0 | 57.3205 | 0 | 0 | 28.6602 | 0 | 75.1 | 42.9 | 190.4635 | 0
2469 | 0 | 0 | 0 | 41.9558 | 0 | 0 | 20.9779 | 0 | 75.1 | 42.9 | 267.2477 | 0
2470 | 0 | 0 | 0.8 | 40.761 | 0 | 0 | 20.3805 | 0 | 93.9 | 42.9 | 137.6149 | 0
2471 | 0 | 0 | 0 | 41.2488 | 0 | 0 | 20.6244 | 0 | 0 | 0 | 146.1986 | 0
2472 | 0 | 0 | 0 | 40.5047 | 0 | 0 | 20.2524 | 0 | 0 | 0 | 124.1411 | 0
2473 | 0 | 0 | 0 | 41.6666 | 0 | 0 | 20.8333 | 0 | 0 | 0 | 64.6099 | 0
2474 | 0 | 0 | 0 | 40.4973 | 0 | 0 | 20.2486 | 0 | 0 | 0 | 59.5511 | 0
2475 | 0 | 0 | 0 | 39.8433 | 0 | 0 | 19.9217 | 0 | 0 | 0 | 49.7786 | 0
2476 | 0 | 0 | 0 | 39.2418 | 0 | 0 | 19.6209 | 0 | 0 | 0 | 50.8121 | 0
2477 | 0 | 0 | 0 | 41.1859 | 0 | 0 | 20.593 | 0 | 0 | 0 | 51.0413 | 0
2478 | 0 | 0 | 0 | 46.7847 | 0 | 0 | 23.3923 | 0 | 0 | 0 | 62.3151 | 0
2479 | 0 | 23.2 | 231 | 48.0095 | 0 | 0 | 24.0047 | 0 | 56.3 | 42.9 | 49.4338 | 0
2480 | 0 | 38.6 | 218.2 | 47.4975 | 0 | 0 | 23.7487 | 0 | 37.6 | 42.9 | 107.5161 | 0
2481 | 0 | 19.7 | 0 | 50.1005 | 0 | 0 | 25.0503 | 0 | 0 | 42.9 | 79.4759 | 0
2482 | 0 | 14.9 | 0 | 46.8879 | 0 | 0 | 23.4439 | 0 | 0 | 42.9 | 129.2853 | 0
2483 | 0 | 5.6 | 0 | 48.6033 | 0 | 0 | 24.3016 | 0 | 0 | 42.9 | 134.5463 | 0
2484 | 0 | 0 | 0 | 46.5054 | 0 | 0 | 23.2527 | 0 | 0 | 42.9 | 132.4614 | 0
2485 | 0 | 0 | 28.2 | 46.48 | 0 | 0 | 23.24 | 0 | 75.1 | 42.9 | 96.9519 | 0
2486 | 0 | 0 | 2.3 | 44.6446 | 0 | 0 | 22.3223 | 0 | 37.6 | 42.9 | 233.7241 | 0
2487 | 0 | 0 | 0 | 44.0081 | 0 | 0 | 22.004 | 0 | 0 | 42.9 | 275.7393 | 0
2488 | 0 | 0 | 0 | 44.2018 | 0 | 0 | 22.1009 | 0 | 0 | 42.9 | 121.714 | 0
2489 | 0 | 0 | 0 | 42.1371 | 0 | 0 | 21.0685 | 0 | 0 | 42.9 | 228.0526 | 0
2490 | 0 | 0 | 1 | 44.9003 | 0 | 0 | 22.4502 | 0 | 37.6 | 42.9 | 133.1904 | 0
2491 | 0 | 0 | 0 | 42.2874 | 0 | 0 | 21.1437 | 0 | 75.1 | 42.9 | 121.9898 | 0
2492 | 0 | 0 | 0 | 41.6781 | 0 | 0 | 20.839 | 0 | 75.1 | 42.9 | 322.3433 | 0
2493 | 0 | 0 | 4.8 | 42.8672 | 0 | 0 | 21.4336 | 0 | 75.1 | 42.9 | 161.0281 | 0
2494 | 0 | 0 | 14.5 | 39.5421 | 0 | 0 | 19.771 | 0 | 93.9 | 42.9 | 181.6954 | 0
2495 | 0 | 0 | 0 | 41.6375 | 0 | 0 | 20.8187 | 0 | 0 | 0 | 159.7558 | 0
2496 | 0 | 0 | 0 | 39.4172 | 0 | 0 | 19.7086 | 0 | 0 | 0 | 191.3124 | 0
2497 | 0 | 0 | 0 | 42.2657 | 0 | 0 | 21.1328 | 0 | 0 | 0 | 68.0572 | 0
2498 | 0 | 0 | 0 | 43.7288 | 0 | 0 | 21.8644 | 0 | 0 | 0 | 47.5933 | 0
2499 | 0 | 0 | 0 | 42.1464 | 0 | 0 | 21.0732 | 0 | 0 | 0 | 46.1086 | 0
2500 | 0 | 0 | 0 | 41.3477 | 0 | 0 | 20.6738 | 0 | 0 | 0 | 46.4493 | 0
2501 | 0 | 0 | 0 | 41.4912 | 0 | 0 | 20.7456 | 0 | 0 | 0 | 53.4528 | 0
2502 | 0 | 0 | 0 | 47.4008 | 0 | 0 | 23.7004 | 0 | 0 | 0 | 106.4258 | 0
2503 | 0 | 38.3 | 349 | 57.1255 | 0 | 0 | 28.5628 | 0 | 56.3 | 42.9 | 121.6839 | 0
2504 | 0 | 11.2 | 237.6 | 59.2029 | 0 | 0 | 29.6015 | 0 | 37.6 | 42.9 | 106.6707 | 0
2505 | 0 | 0 | 0 | 55.9959 | 0 | 0 | 27.9979 | 0 | 0 | 42.9 | 174.6163 | 0
2506 | 0 | 0 | 0 | 56.2485 | 0 | 0 | 28.1242 | 0 | 0 | 42.9 | 157.5682 | 0
2507 | 0 | 0 | 0 | 51.2937 | 0 | 0 | 25.6469 | 0 | 0 | 42.9 | 64.7241 | 0
2508 | 0 | 0 | 0 | 52.7051 | 0 | 0 | 26.3526 | 0 | 0 | 42.9 | 279.6061 | 0
2509 | 0 | 0 | 5.3 | 53.1954 | 0 | 0 | 26.5977 | 0 | 75.1 | 42.9 | 120.3852 | 0
2510 | 0 | 0 | 3 | 52.2368 | 0 | 0 | 26.1184 | 0 | 37.6 | 42.9 | 183.0659 | 0
2511 | 0 | 0 | 0 | 51.1316 | 0 | 0 | 25.5658 | 0 | 0 | 42.9 | 101.9816 | 0
2512 | 0 | 0 | 0 | 49.7088 | 0 | 0 | 24.8544 | 0 | 0 | 42.9 | 102.1005 | 0
2513 | 0 | 0 | 0 | 48.2314 | 0 | 0 | 24.1157 | 0 | 0 | 42.9 | 124.573 | 0
2514 | 0 | 0 | 0 | 48.5587 | 0 | 0 | 24.2793 | 0 | 37.6 | 42.9 | 329.7168 | 0
2515 | 0 | 0 | 0 | 49.7255 | 0 | 0 | 24.8628 | 0 | 75.1 | 42.9 | 180.0402 | 0
2516 | 0 | 0 | 0 | 44.4069 | 0 | 0 | 22.2035 | 0 | 75.1 | 42.9 | 155.7638 | 0
2517 | 0 | 0 | 7 | 43.5289 | 0 | 0 | 21.7645 | 0 | 75.1 | 42.9 | 137.9091 | 0
2518 | 0 | 0 | 27.5 | 43.0101 | 0 | 0 | 21.5051 | 0 | 93.9 | 42.9 | 134.8102 | 0
2519 | 0 | 0 | 0 | 42.6044 | 0 | 0 | 21.3022 | 0 | 0 | 0 | 97.1927 | 0
2520 | 0 | 0 | 0 | 43.1694 | 0 | 0 | 21.5847 | 0 | 0 | 0 | 81.015 | 0
2521 | 0 | 0 | 0 | 41.6322 | 0 | 0 | 20.8161 | 0 | 0 | 0 | 72.3184 | 0
2522 | 0 | 0 | 0 | 42.6122 | 0 | 0 | 21.3061 | 0 | 0 | 0 | 61.625 | 0
2523 | 0 | 0 | 0 | 42.186 | 0 | 0 | 21.093 | 0 | 0 | 0 | 56.6694 | 0
2524 | 0 | 0 | 0 | 44.177 | 0 | 0 | 22.0885 | 0 | 0 | 0 | 47.1345 | 0
2525 | 0 | 0 | 2 | 41.1847 | 0 | 0 | 20.5923 | 0 | 0 | 0 | 57.0162 | 0
2526 | 0 | 0 | 7.5 | 63.4368 | 0 | 0 | 31.7184 | 0 | 0 | 0 | 107.3912 | 0
2527 | 0 | 78.5 | 439.2 | 100.8615 | 0 | 0 | 50.4307 | 0 | 56.3 | 42.9 | 99.2319 | 0
2528 | 0.7 | 98 | 329.2 | 172.5196 | 1.8 | 0 | 86.2598 | 0 | 37.6 | 43 | 86.819 | 0
2529 | 2.1 | 40.3 | 0 | 264.1764 | 0 | 0 | 132.0882 | 0 | 0 | 43.2 | 119.9368 | 0
2530 | 3.5 | 10 | 0 | 335.2422 | 1.5 | 0 | 167.6211 | 0 | 0 | 43.4 | 107.7633 | 0
2531 | 3.5 | 0 | 0 | 336.9059 | 0 | 0 | 168.453 | 0 | 0 | 43.4 | 133.8585 | 0
2532 | 2.8 | 0 | 0 | 308.3701 | 0 | 0 | 154.1851 | 0 | 0 | 43.3 | 75.7941 | 0
2533 | 1.4 | 0 | 55.8 | 294.828 | 0 | 0 | 147.414 | 0 | 75.1 | 43.1 | 120.4002 | 0
2534 | 2.1 | 0 | 19.5 | 283.8462 | 0 | 0 | 141.9231 | 0 | 37.6 | 43.2 | 84.6854 | 0
2535 | 3.5 | 0 | 0 | 266.5709 | 0 | 0 | 133.2854 | 0 | 0 | 43.4 | 104.7385 | 0
2536 | 2.8 | 0 | 0 | 201.2872 | 0 | 0 | 100.6436 | 0 | 0 | 43.3 | 86.5815 | 0
2537 | 2.1 | 0 | 0 | 151.2846 | 0 | 0 | 75.6423 | 0 | 0 | 43.2 | 94.4422 | 0
2538 | 0.7 | 0 | 0 | 117.081 | 0 | 0 | 58.5405 | 0 | 37.6 | 43 | 126.643 | 0
2539 | 0 | 0 | 0 | 83.5613 | 0 | 0 | 41.7807 | 0 | 75.1 | 42.9 | 138.0674 | 0
2540 | 0 | 0 | 0 | 60.1073 | 0 | 0 | 30.0536 | 0 | 75.1 | 42.9 | 188.8067 | 0
2541 | 0 | 0 | 4.5 | 42.6528 | 0 | 0 | 21.3264 | 0 | 75.1 | 42.9 | 158.9883 | 0
2542 | 0 | 0 | 18.9 | 41.6062 | 0 | 0 | 20.8031 | 0 | 93.9 | 42.9 | 142.3335 | 0
2543 | 0 | 0 | 0 | 40.7003 | 0 | 0 | 20.3501 | 0 | 0 | 0 | 112.8446 | 0
2544 | 0 | 0 | 0 | 40.9916 | 0 | 0 | 20.4958 | 0 | 0 | 0 | 73.2401 | 0
2545 | 0 | 0 | 0 | 41.8126 | 0 | 0 | 20.9063 | 0 | 0 | 0 | 58.0556 | 0
2546 | 0 | 0 | 0 | 43.1672 | 0 | 0 | 21.5836 | 0 | 0 | 0 | 48.1679 | 0
2547 | 0 | 0 | 0 | 42.072 | 0 | 0 | 21.036 | 0 | 0 | 0 | 45.2023 | 0
2548 | 0 | 0 | 0 | 40.3488 | 0 | 0 | 20.1744 | 0 | 0 | 0 | 45.5408 | 0
2549 | 0 | 0 | 0 | 41.1255 | 0 | 0 | 20.5627 | 0 | 0 | 0 | 59.6663 | 0
2550 | 0 | 0 | 0 | 65.6053 | 0 | 0 | 32.8027 | 0 | 0 | 0 | 68.058 | 0
2551 | 0 | 37 | 356.2 | 100.7539 | 0 | 0 | 50.377 | 0 | 56.3 | 42.9 | 119.6097 | 0
2552 | 0.7 | 51.7 | 262.4 | 190.6268 | 0 | 0 | 95.3134 | 0 | 37.6 | 43 | 66.1027 | 0
2553 | 2.1 | 18 | 0 | 266.2371 | 0 | 0 | 133.1185 | 0 | 0 | 43.2 | 132.1095 | 0
2554 | 3.5 | 1.5 | 0 | 303.7299 | 0 | 0 | 151.865 | 0 | 0 | 43.4 | 142.1657 | 0
2555 | 3.5 | 0 | 0 | 274.909 | 0 | 0 | 137.4545 | 0 | 0 | 43.4 | 261.6675 | 0
2556 | 2.8 | 0 | 0 | 235.4351 | 0 | 0 | 117.7176 | 0 | 0 | 43.3 | 200.8991 | 0
2557 | 1.4 | 0 | 8.4 | 229.5903 | 0 | 0 | 114.7951 | 0 | 75.1 | 43.1 | 143.2915 | 0
2558 | 2.1 | 0 | 0.5 | 234.6721 | 0 | 0 | 117.336 | 0 | 37.6 | 43.2 | 248.0679 | 0
2559 | 3.5 | 0 | 0 | 198.5658 | 0 | 0 | 99.2829 | 0 | 0 | 43.4 | 171.5876 | 0
2560 | 2.8 | 0 | 0 | 150.7531 | 0 | 0 | 75.3766 | 0 | 0 | 43.3 | 118.9499 | 0
2561 | 2.1 | 0 | 0 | 113.8572 | 0 | 0 | 56.9286 | 0 | 0 | 43.2 | 123.4105 | 0
2562 | 0.7 | 0 | 0 | 82.3768 | 0 | 0 | 41.1884 | 0 | 37.6 | 43 | 224.5396 | 0
2563 | 0 | 0 | 0 | 58.6094 | 0 | 0 | 29.3047 | 0 | 75.1 | 42.9 | 148.5417 | 0
2564 | 0 | 0 | 0 | 44.2907 | 0 | 0 | 22.1454 | 0 | 75.1 | 42.9 | 314.9096 | 0
2565 | 0 | 0 | 0 | 45.6395 | 0 | 0 | 22.8197 | 0 | 75.1 | 42.9 | 230.003 | 0
2566 | 0 | 0 | 1.5 | 42.8908 | 0 | 0 | 21.4454 | 0 | 93.9 | 42.9 | 220.9439 | 0
2567 | 0 | 0 | 0 | 41.6015 | 0 | 0 | 20.8008 | 0 | 0 | 0 | 138.1088 | 0
2568 | 0 | 0 | 0 | 43.4607 | 0 | 0 | 21.7304 | 0 | 0 | 0 | 70.4727 | 0
2569 | 0 | 0 | 0 | 41.5727 | 0 | 0 | 20.7863 | 0 | 0 | 0 | 63.8086 | 0
2570 | 0 | 0 | 0 | 41.0833 | 0 | 0 | 20.5417 | 0 | 0 | 0 | 55.2878 | 0
2571 | 0 | 0 | 0 | 42.275 | 0 | 0 | 21.1375 | 0 | 0 | 0 | 51.0403 | 0
2572 | 0 | 0 | 0 | 42.1002 | 0 | 0 | 21.0501 | 0 | 0 | 0 | 50.0078 | 0
2573 | 0 | 0 | 0 | 44.1726 | 0 | 0 | 22.0863 | 0 | 0 | 0 | 46.9058 | 0
2574 | 0 | 0 | 1.1 | 63.7799 | 0 | 0 | 31.8899 | 0 | 0 | 0 | 103.2978 | 0
2575 | 0 | 56.1 | 417.1 | 108.2606 | 0 | 0 | 54.1303 | 0 | 56.3 | 42.9 | 78.2877 | 0
2576 | 0.7 | 87.6 | 326.3 | 203.6383 | 1.4 | 0 | 101.8191 | 0 | 37.6 | 43 | 83.2655 | 0
2577 | 2.1 | 49.1 | 0 | 322.6826 | 0.6 | 0 | 161.3413 | 0 | 0 | 43.2 | 77.0901 | 0
2578 | 3.5 | 24.2 | 0 | 377.4097 | 11.9 | 0 | 188.7048 | 0 | 0 | 43.4 | 166.4607 | 0
2579 | 3.5 | 5.4 | 0 | 372.6369 | 2.6 | 0 | 186.3184 | 0 | 0 | 43.4 | 107.8838 | 0
2580 | 2.8 | 0 | 0 | 346.7103 | 0 | 0 | 173.3552 | 0 | 0 | 43.3 | 210.2658 | 0
2581 | 1.4 | 0 | 139.8 | 272.7544 | 0 | 0 | 136.3772 | 0 | 75.1 | 43.1 | 151.9627 | 0
2582 | 2.1 | 0 | 91.1 | 256.8263 | 0 | 0 | 128.4131 | 0 | 37.6 | 43.2 | 248.8156 | 0
2583 | 3.5 | 0 | 0 | 240.8653 | 0 | 0 | 120.4326 | 0 | 0 | 43.4 | 157.0427 | 0
2584 | 2.8 | 0 | 0 | 216.5816 | 0 | 0 | 108.2908 | 0 | 0 | 43.3 | 212.7466 | 0
2585 | 2.1 | 0 | 0 | 154.7121 | 0 | 0 | 77.356 | 0 | 0 | 43.2 | 245.6283 | 0
2586 | 0.7 | 0 | 54.7 | 117.0819 | 0 | 0 | 58.541 | 0 | 37.6 | 43 | 143.8357 | 0
2587 | 0 | 0 | 51 | 97.5497 | 0 | 0 | 48.7748 | 0 | 75.1 | 42.9 | 251.2766 | 0
2588 | 0 | 0 | 32.5 | 56.1567 | 0 | 0 | 28.0784 | 0 | 75.1 | 42.9 | 451.9984 | 0
2589 | 0 | 0 | 109.6 | 43.7226 | 0 | 0 | 21.8613 | 0 | 75.1 | 42.9 | 198.3831 | 0
2590 | 0 | 0 | 157.4 | 41.7679 | 0 | 0 | 20.884 | 0 | 93.9 | 42.9 | 139.219 | 0
2591 | 0 | 0 | 0 | 41.2944 | 0 | 0 | 20.6472 | 0 | 0 | 0 | 91.6967 | 0
2592 | 0 | 0 | 0 | 42.0797 | 0 | 0 | 21.0399 | 0 | 0 | 0 | 64.2647 | 0
2593 | 0 | 0 | 0 | 44.1543 | 0 | 0 | 22.0772 | 0 | 0 | 0 | 62.8899 | 0
2594 | 0 | 0 | 0 | 43.908 | 0 | 0 | 21.954 | 0 | 0 | 0 | 48.5139 | 0
2595 | 0 | 0 | 0 | 39.9915 | 0 | 0 | 19.9957 | 0 | 0 | 0 | 47.4787 | 0
2596 | 0 | 0 | 4.3 | 42.2942 | 0 | 0 | 21.1471 | 0 | 0 | 0 | 47.3638 | 0
2597 | 0 | 0 | 7.3 | 41.5947 | 0 | 0 | 20.7973 | 0 | 0 | 0 | 52.5352 | 0
2598 | 0 | 0 | 8.8 | 55.5942 | 0 | 0 | 27.7971 | 0 | 0 | 0 | 83.1483 | 0
2599 | 0 | 95.9 | 469.9 | 89.6398 | 0 | 0 | 44.8199 | 0 | 56.3 | 42.9 | 158.7583 | 0
2600 | 0.7 | 157 | 423.4 | 165.4989 | 2.4 | 0 | 82.7495 | 0 | 37.6 | 43 | 171.7664 | 0
2601 | 2.1 | 157.3 | 29.9 | 241.2728 | 1.8 | 0 | 120.6364 | 0 | 0 | 43.2 | 93.6056 | 0
2602 | 3.5 | 158.4 | 51 | 246.5492 | 19.8 | 0 | 123.2746 | 0 | 0 | 43.4 | 73.9307 | 0
2603 | 3.5 | 152.7 | 64.7 | 247.4468 | 8.6 | 0 | 123.7234 | 0 | 0 | 43.4 | 77.8085 | 0
2604 | 2.8 | 146.8 | 82 | 235.2634 | 0 | 0 | 117.6317 | 0 | 0 | 43.3 | 175.1567 | 0
2605 | 1.4 | 138.4 | 541.1 | 233.5632 | 0 | 0 | 116.7816 | 0 | 75.1 | 43.1 | 152.4268 | 0
2606 | 2.1 | 138.1 | 458.8 | 247.1672 | 0 | 0 | 123.5836 | 0 | 37.6 | 43.2 | 134.5157 | 0
2607 | 3.5 | 147.1 | 58.1 | 239.7846 | 0 | 0 | 119.8923 | 0 | 0 | 43.4 | 195.1413 | 0
2608 | 2.8 | 145.7 | 103.9 | 198.6901 | 0 | 0 | 99.345 | 0 | 0 | 43.3 | 161.457 | 0
2609 | 2.1 | 139 | 125.7 | 146.4976 | 0 | 0 | 73.2488 | 0 | 0 | 43.2 | 102.3374 | 0
2610 | 0.7 | 139.4 | 592.6 | 109.0369 | 0 | 0 | 54.5185 | 0 | 37.6 | 43 | 137.086 | 0
2611 | 0 | 89.2 | 516.6 | 94.8505 | 0 | 0 | 47.4253 | 0 | 75.1 | 42.9 | 154.48 | 0
2612 | 0 | 52.6 | 446.5 | 75.2321 | 0 | 0 | 37.6161 | 0 | 75.1 | 42.9 | 278.7941 | 0
2613 | 0 | 69.7 | 500.5 | 51.811 | 0 | 0 | 25.9055 | 0 | 75.1 | 42.9 | 241.7364 | 0
2614 | 0 | 82.7 | 531.1 | 41.106 | 0 | 0 | 20.553 | 0 | 93.9 | 42.9 | 150.027 | 0
2615 | 0 | 2.2 | 81.9 | 43.5612 | 0 | 0 | 21.7806 | 0 | 0 | 0 | 124.3262 | 0
2616 | 0 | 9.4 | 146.2 | 42.8806 | 0 | 0 | 21.4403 | 0 | 0 | 0 | 90.2607 | 0
2617 | 0 | 19.5 | 193 | 41.7091 | 0 | 0 | 20.8545 | 0 | 0 | 0 | 56.9009 | 0
2618 | 0 | 37.4 | 247.8 | 40.4762 | 0 | 0 | 20.2381 | 0 | 0 | 0 | 47.0213 | 0
2619 | 0 | 58 | 292.5 | 43.6895 | 0 | 0 | 21.8447 | 0 | 0 | 0 | 48.2826 | 0
2620 | 0 | 76.2 | 330 | 40.0544 | 0 | 0 | 20.0272 | 0 | 0 | 0 | 50.9258 | 0
2621 | 0 | 91.8 | 362.5 | 41.957 | 0 | 0 | 20.9785 | 0 | 0 | 0 | 60.2441 | 0
2622 | 0 | 101.1 | 378.1 | 57 | 0 | 0 | 28.5 | 0 | 0 | 0 | 85.6312 | 0
2623 | 0 | 248.3 | 851.7 | 93.1757 | 0 | 0 | 46.5879 | 0 | 56.3 | 42.9 | 72.0884 | 0
2624 | 0.7 | 244.4 | 726.2 | 174.2198 | 0.1 | 0 | 87.1099 | 0 | 37.6 | 43 | 66.795 | 0
2625 | 2.1 | 193.3 | 179.1 | 255.5274 | 0 | 0 | 127.7637 | 0 | 0 | 43.2 | 76.1471 | 0
2626 | 3.5 | 156.5 | 170.5 | 290.8353 | 6.7 | 0 | 145.4177 | 0 | 0 | 43.4 | 70.9356 | 0
2627 | 3.5 | 111 | 120.9 | 261.2702 | 0.4 | 0 | 130.6351 | 0 | 0 | 43.4 | 81.4877 | 0
2628 | 2.8 | 62.8 | 77.4 | 246.1005 | 0 | 0 | 123.0502 | 0 | 0 | 43.3 | 140.7934 | 0
2629 | 1.4 | 17 | 454.4 | 238.6568 | 0 | 0 | 119.3284 | 0 | 75.1 | 43.1 | 103.4193 | 0
2630 | 2.1 | 0.5 | 320.2 | 246.3766 | 0 | 0 | 123.1883 | 0 | 37.6 | 43.2 | 134.9437 | 0
2631 | 3.5 | 0 | 0 | 233.23 | 0 | 0 | 116.615 | 0 | 0 | 43.4 | 97.0752 | 0
2632 | 2.8 | 0 | 0 | 217.4949 | 0 | 0 | 108.7475 | 0 | 0 | 43.3 | 89.9061 | 0
2633 | 2.1 | 0 | 0 | 173.2346 | 0 | 0 | 86.6173 | 0 | 0 | 43.2 | 123.2315 | 0
2634 | 0.7 | 0 | 267.8 | 134.8058 | 0 | 0 | 67.4029 | 0 | 37.6 | 43 | 105.8203 | 0
2635 | 0 | 0 | 223.3 | 128.4003 | 0 | 0 | 64.2001 | 0 | 75.1 | 42.9 | 135.4446 | 0
2636 | 0 | 0 | 216.6 | 89.1142 | 0 | 0 | 44.5571 | 0 | 75.1 | 42.9 | 146.8433 | 0
2637 | 0 | 0 | 298.1 | 59.1028 | 0 | 0 | 29.5514 | 0 | 75.1 | 42.9 | 162.0469 | 0
2638 | 0 | 0 | 346.3 | 57.8914 | 0 | 0 | 28.9457 | 0 | 93.9 | 42.9 | 207.1936 | 0
2639 | 0 | 0 | 0 | 57.6806 | 0 | 0 | 28.8403 | 0 | 0 | 0 | 228.2956 | 0
2640 | 0 | 0 | 0.4 | 55.8645 | 0 | 0 | 27.9322 | 0 | 0 | 0 | 85.5144 | 0
2641 | 0 | 0 | 14.3 | 55.8573 | 0 | 0 | 27.9287 | 0 | 0 | 0 | 65.7568 | 0
2642 | 0 | 0 | 64.9 | 56.7921 | 0 | 0 | 28.396 | 0 | 0 | 0 | 59.2083 | 0
2643 | 0 | 2 | 113.2 | 45.9897 | 0 | 0 | 22.9949 | 0 | 0 | 0 | 50.5822 | 0
2644 | 0 | 10.2 | 156.3 | 43.1905 | 0 | 0 | 21.5952 | 0 | 0 | 0 | 47.7098 | 0
2645 | 0 | 17.6 | 193.9 | 45.2434 | 0 | 0 | 22.6217 | 0 | 0 | 0 | 68.7456 | 0
2646 | 0 | 26.7 | 213.4 | 55.5809 | 0 | 0 | 27.7904 | 0 | 0 | 0 | 62.4296 | 0
2647 | 0 | 193.1 | 663.7 | 72.5088 | 0 | 0 | 36.2544 | 0 | 56.3 | 42.9 | 51.7294 | 0
2648 | 0 | 165.4 | 530.4 | 69.7707 | 0 | 0 | 34.8853 | 0 | 37.6 | 42.9 | 75.7909 | 0
2649 | 0 | 94.8 | 19.4 | 67.2302 | 0 | 0 | 33.6151 | 0 | 0 | 42.9 | 186.8417 | 0
2650 | 0 | 38.4 | 6.6 | 61.8704 | 0 | 0 | 30.9352 | 0 | 0 | 42.9 | 130.2619 | 0
2651 | 0 | 0.2 | 0.5 | 68.8542 | 0 | 0 | 34.4271 | 0 | 0 | 42.9 | 112.963 | 0
2652 | 0 | 0 | 0 | 78.1107 | 0 | 0 | 39.0553 | 0 | 0 | 42.9 | 148.1802 | 0
2653 | 0 | 0 | 324.5 | 80.5696 | 0 | 0 | 40.2848 | 0 | 75.1 | 42.9 | 215.5294 | 0
2654 | 0 | 0 | 246.1 | 86.121 | 0 | 0 | 43.0605 | 0 | 37.6 | 42.9 | 204.1466 | 0
2655 | 0 | 0 | 0 | 82.9836 | 0 | 0 | 41.4918 | 0 | 0 | 42.9 | 155.7356 | 0
2656 | 0 | 0 | 0 | 87.559 | 0 | 0 | 43.7795 | 0 | 0 | 42.9 | 131.7158 | 0
2657 | 0 | 4.4 | 0 | 84.3392 | 0 | 0 | 42.1696 | 0 | 0 | 42.9 | 118.7621 | 0
2658 | 0 | 23 | 391.7 | 82.7586 | 0 | 0 | 41.3793 | 0 | 37.6 | 42.9 | 129.0309 | 0
2659 | 0 | 17.1 | 345.9 | 85.3353 | 0 | 0 | 42.6677 | 0 | 75.1 | 42.9 | 246.3676 | 0
2660 | 0 | 6.5 | 318.6 | 74.1053 | 0 | 0 | 37.0526 | 0 | 75.1 | 42.9 | 339.1379 | 0
2661 | 0 | 17.8 | 384.1 | 64.4062 | 0 | 0 | 32.2031 | 0 | 75.1 | 42.9 | 215.6157 | 0
2662 | 0 | 38.5 | 422.9 | 63.3795 | 0 | 0 | 31.6897 | 0 | 93.9 | 42.9 | 217.9082 | 0
2663 | 0 | 0 | 3.3 | 54.4962 | 0 | 0 | 27.2481 | 0 | 0 | 0 | 130.6379 | 0
2664 | 0 | 0 | 38.8 | 45.8815 | 0 | 0 | 22.9408 | 0 | 0 | 0 | 90.3832 | 0
2665 | 0 | 5.1 | 86.3 | 41.5414 | 0 | 0 | 20.7707 | 0 | 0 | 0 | 64.4946 | 0
2666 | 0 | 12 | 126.2 | 44.4451 | 0 | 0 | 22.2225 | 0 | 0 | 0 | 65.6393 | 0
2667 | 0 | 19.9 | 162.2 | 43.4908 | 0 | 0 | 21.7454 | 0 | 0 | 0 | 58.2858 | 0
2668 | 0 | 31.8 | 194.3 | 43.2075 | 0 | 0 | 21.6038 | 0 | 0 | 0 | 61.6253 | 0
2669 | 0 | 46 | 222.2 | 44.0372 | 0 | 0 | 22.0186 | 0 | 0 | 0 | 63.0041 | 0
2670 | 0 | 56.6 | 237.8 | 48.5683 | 0 | 0 | 24.2841 | 0 | 0 | 0 | 73.1242 | 0
2671 | 0 | 212.8 | 701.4 | 64.4382 | 0 | 0 | 32.2191 | 0 | 56.3 | 42.9 | 67.6001 | 0
2672 | 0 | 171.8 | 588.3 | 68.2858 | 0 | 0 | 34.1429 | 0 | 37.6 | 42.9 | 74.6264 | 0
2673 | 0 | 139.3 | 108.9 | 64.0935 | 0 | 0 | 32.0468 | 0 | 0 | 42.9 | 90.2633 | 0
2674 | 0 | 107.8 | 113.4 | 63.3209 | 0 | 0 | 31.6604 | 0 | 0 | 42.9 | 64.3789 | 0
2675 | 0 | 71.3 | 72.9 | 73.103 | 0 | 0 | 36.5515 | 0 | 0 | 42.9 | 70.4735 | 0
2676 | 0 | 27.5 | 29.1 | 84.0578 | 0 | 0 | 42.0289 | 0 | 0 | 42.9 | 94.2037 | 0
2677 | 0 | 3.2 | 405.4 | 88.7971 | 0 | 0 | 44.3986 | 0 | 75.1 | 42.9 | 97.6775 | 0
2678 | 0 | 0 | 292.4 | 89.2896 | 0 | 0 | 44.6448 | 0 | 37.6 | 42.9 | 96.5944 | 0
2679 | 0 | 0 | 0 | 88.9456 | 0 | 0 | 44.4728 | 0 | 0 | 42.9 | 85.2795 | 0
2680 | 0 | 0 | 0 | 87.8305 | 0 | 0 | 43.9152 | 0 | 0 | 42.9 | 153.224 | 0
2681 | 0 | 0 | 0 | 87.2643 | 0 | 0 | 43.6321 | 0 | 0 | 42.9 | 83.8519 | 0
2682 | 0 | 0 | 294.8 | 85.6155 | 0 | 0 | 42.8077 | 0 | 37.6 | 42.9 | 100.6666 | 0
2683 | 0 | 0 | 225 | 88.6682 | 0 | 0 | 44.3341 | 0 | 75.1 | 42.9 | 247.6454 | 0
2684 | 0 | 0 | 204.9 | 77.153 | 0 | 0 | 38.5765 | 0 | 75.1 | 42.9 | 299.6191 | 0
2685 | 0 | 0 | 274.1 | 63.3314 | 0 | 0 | 31.6657 | 0 | 75.1 | 42.9 | 250.5876 | 0
2686 | 0 | 2.6 | 303 | 60.9825 | 0 | 0 | 30.4913 | 0 | 93.9 | 42.9 | 176.487 | 0
2687 | 0 | 0 | 0 | 60.0819 | 0 | 0 | 30.0409 | 0 | 0 | 0 | 181.1371 | 0
2688 | 0 | 0 | 0 | 51.0972 | 0 | 0 | 25.5486 | 0 | 0 | 0 | 243.996 | 0
2689 | 0 | 0 | 0.1 | 41.3812 | 0 | 0 | 20.6906 | 0 | 0 | 0 | 92.4116 | 0
2690 | 0 | 0 | 5.3 | 41.9421 | 0 | 0 | 20.9711 | 0 | 0 | 0 | 54.9433 | 0
2691 | 0 | 0 | 20.6 | 42.129 | 0 | 0 | 21.0645 | 0 | 0 | 0 | 48.3999 | 0
2692 | 0 | 1.9 | 52.3 | 40.8456 | 0 | 0 | 20.4228 | 0 | 0 | 0 | 51.6151 | 0
2693 | 0 | 6.8 | 81.8 | 43.2106 | 0 | 0 | 21.6053 | 0 | 0 | 0 | 64.9551 | 0
2694 | 0 | 10.3 | 99.5 | 63.7356 | 0 | 0 | 31.8678 | 0 | 0 | 0 | 67.4849 | 0
2695 | 0 | 161.7 | 572.7 | 112.5688 | 0 | 0 | 56.2844 | 0 | 56.3 | 42.9 | 60.9332 | 0
2696 | 0.7 | 161.5 | 468.2 | 150.6347 | 0 | 0 | 75.3174 | 0 | 37.6 | 43 | 93.2489 | 0
2697 | 2.1 | 129.7 | 30.9 | 256.3949 | 0 | 0 | 128.1974 | 0 | 0 | 43.2 | 71.3951 | 0
2698 | 3.5 | 106.9 | 25.5 | 288.6813 | 0 | 0 | 144.3407 | 0 | 0 | 43.4 | 122.5893 | 0
2699 | 3.5 | 78.7 | 8.6 | 299.0786 | 0 | 0 | 149.5393 | 0 | 0 | 43.4 | 202.1288 | 0
2700 | 2.8 | 48.1 | 2.5 | 232.6346 | 0 | 0 | 116.3173 | 0 | 0 | 43.3 | 126.1286 | 0
2701 | 1.4 | 17.7 | 342.4 | 224.4725 | 0 | 0 | 112.2363 | 0 | 75.1 | 43.1 | 172.4084 | 0
2702 | 2.1 | 2.1 | 243.5 | 231.9987 | 0 | 0 | 115.9993 | 0 | 37.6 | 43.2 | 104.1303 | 0
2703 | 3.5 | 0 | 0 | 224.617 | 0 | 0 | 112.3085 | 0 | 0 | 43.4 | 61.164 | 0
2704 | 2.8 | 0 | 0 | 191.9899 | 0 | 0 | 95.9949 | 0 | 0 | 43.3 | 95.8721 | 0
2705 | 2.1 | 0 | 0 | 136.572 | 0 | 0 | 68.286 | 0 | 0 | 43.2 | 90.5044 | 0
2706 | 0.7 | 0.5 | 265.8 | 96.843 | 0 | 0 | 48.4215 | 0 | 37.6 | 43 | 159.0544 | 0
2707 | 0 | 0 | 209.9 | 74.7719 | 0 | 0 | 37.386 | 0 | 75.1 | 42.9 | 220.7863 | 0
2708 | 0 | 0 | 168 | 49.1763 | 0 | 0 | 24.5882 | 0 | 75.1 | 42.9 | 236.566 | 0
2709 | 0 | 0 | 243.9 | 43.5401 | 0 | 0 | 21.77 | 0 | 75.1 | 42.9 | 196.8572 | 0
2710 | 0 | 2.8 | 293.1 | 41.0821 | 0 | 0 | 20.541 | 0 | 93.9 | 42.9 | 254.3228 | 0
2711 | 0 | 0 | 0 | 43.766 | 0 | 0 | 21.883 | 0 | 0 | 0 | 211.1288 | 0
2712 | 0 | 0 | 0 | 41.7515 | 0 | 0 | 20.8758 | 0 | 0 | 0 | 306.2692 | 0
2713 | 0 | 0 | 2.3 | 44.9577 | 0 | 0 | 22.4788 | 0 | 0 | 0 | 81.3708 | 0
2714 | 0 | 0 | 23.3 | 42.4718 | 0 | 0 | 21.2359 | 0 | 0 | 0 | 56.9012 | 0
2715 | 0 | 1.7 | 69.3 | 43.122 | 0 | 0 | 21.561 | 0 | 0 | 0 | 53.7969 | 0
2716 | 0 | 8 | 106.4 | 42.5183 | 0 | 0 | 21.2591 | 0 | 0 | 0 | 45.8805 | 0
2717 | 0 | 13.3 | 138 | 42.2582 | 0 | 0 | 21.1291 | 0 | 0 | 0 | 57.362 | 0
2718 | 0 | 20.8 | 158.5 | 56.2671 | 0 | 0 | 28.1335 | 0 | 0 | 0 | 79.9522 | 0
2719 | 0 | 192 | 641.1 | 108.7326 | 0 | 0 | 54.3663 | 0 | 56.3 | 42.9 | 61.6257 | 0
2720 | 0.7 | 202.3 | 549.3 | 173.4751 | 17.8 | 0 | 86.7375 | 0 | 37.6 | 43 | 53.5672 | 0
2721 | 2.1 | 175.3 | 94.7 | 234.805 | 18 | 0 | 117.4025 | 0 | 0 | 43.2 | 71.0506 | 0
2722 | 3.5 | 161.9 | 111.1 | 266.5315 | 35.9 | 0 | 133.2657 | 0 | 0 | 43.4 | 89.3053 | 0
2723 | 3.5 | 139.2 | 89.8 | 260.2965 | 32.1 | 0 | 130.1482 | 0 | 0 | 43.4 | 132.1944 | 0
2724 | 2.8 | 109.3 | 66.6 | 227.1109 | 16.5 | 0 | 113.5554 | 0 | 0 | 43.3 | 101.1406 | 0
2725 | 1.4 | 82.2 | 467.7 | 223.0221 | 0 | 0 | 111.511 | 0 | 75.1 | 43.1 | 111.1493 | 0
2726 | 2.1 | 68.8 | 367.7 | 219.9557 | 0 | 0 | 109.9779 | 0 | 37.6 | 43.2 | 170.9779 | 0
2727 | 3.5 | 63.5 | 0.2 | 208.9789 | 19 | 0 | 104.4894 | 0 | 0 | 43.4 | 149.6831 | 0
2728 | 2.8 | 58.9 | 2.7 | 177.8183 | 23.1 | 0 | 88.9092 | 0 | 0 | 43.3 | 156.502 | 0
2729 | 2.1 | 55.5 | 7.6 | 137.4664 | 14.3 | 0 | 68.7332 | 0 | 0 | 43.2 | 137.7026 | 0
2730 | 0.7 | 63 | 450 | 115.8342 | 0.4 | 0 | 57.9171 | 0 | 37.6 | 43 | 150.1314 | 0
2731 | 0 | 23.7 | 373.8 | 89.1064 | 0 | 0 | 44.5532 | 0 | 75.1 | 42.9 | 193.2836 | 0
2732 | 0 | 6.8 | 325.5 | 60.8214 | 0 | 0 | 30.4107 | 0 | 75.1 | 42.9 | 225.3246 | 0
2733 | 0 | 20.7 | 384.5 | 41.9052 | 0 | 0 | 20.9526 | 0 | 75.1 | 42.9 | 191.2028 | 0
2734 | 0 | 40.5 | 419.8 | 41.127 | 0 | 0 | 20.5635 | 0 | 93.9 | 42.9 | 134.3193 | 0
2735 | 0 | 0 | 13.1 | 42.9608 | 0 | 0 | 21.4804 | 0 | 0 | 0 | 211.9446 | 0
2736 | 0 | 0.2 | 75.6 | 40.2744 | 0 | 0 | 20.1372 | 0 | 0 | 0 | 100.9032 | 0
2737 | 0 | 3.2 | 101.2 | 42.8195 | 0 | 0 | 21.4098 | 0 | 0 | 0 | 64.4942 | 0
2738 | 0 | 7.5 | 118.8 | 40.9178 | 0 | 0 | 20.4589 | 0 | 0 | 0 | 56.4365 | 0
2739 | 0 | 12.2 | 143 | 41.9344 | 0 | 0 | 20.9672 | 0 | 0 | 0 | 54.9435 | 0
2740 | 0 | 19.4 | 164.8 | 41.313 | 0 | 0 | 20.6565 | 0 | 0 | 0 | 49.664 | 0
2741 | 0 | 28.2 | 185.3 | 45.3066 | 0 | 0 | 22.6533 | 0 | 0 | 0 | 59.093 | 0
2742 | 0 | 36.3 | 195.3 | 65.3661 | 0 | 0 | 32.683 | 0 | 0 | 0 | 101.5016 | 0
2743 | 0 | 191.5 | 665.6 | 99.3739 | 0 | 0 | 49.6869 | 0 | 56.3 | 42.9 | 93.3653 | 0
2744 | 0.7 | 186.3 | 554.7 | 157.277 | 38.1 | 0 | 78.6385 | 0 | 37.6 | 43 | 46.5627 | 0
2745 | 2.1 | 149.3 | 79.6 | 239.9987 | 32.8 | 0 | 119.9994 | 0 | 0 | 43.2 | 106.6699 | 0
2746 | 3.5 | 121.3 | 76.1 | 309.3739 | 44.6 | 0 | 154.687 | 0 | 0 | 43.4 | 66.103 | 0
2747 | 3.5 | 88.9 | 42 | 310.3133 | 37.6 | 0 | 155.1567 | 0 | 0 | 43.4 | 84.8039 | 0
2748 | 2.8 | 50.7 | 10.7 | 297.3617 | 21.2 | 0 | 148.6808 | 0 | 0 | 43.3 | 172.8561 | 0
2749 | 1.4 | 10.9 | 364 | 280.7201 | 0.4 | 0 | 140.36 | 0 | 75.1 | 43.1 | 128.3522 | 0
2750 | 2.1 | 0 | 243.9 | 256.6391 | 0 | 0 | 128.3195 | 0 | 37.6 | 43.2 | 102.5792 | 0
2751 | 3.5 | 0 | 0 | 252.6566 | 0.3 | 0 | 126.3283 | 0 | 0 | 43.4 | 144.0339 | 0
2752 | 2.8 | 0 | 0 | 214.242 | 0 | 0 | 107.121 | 0 | 0 | 43.3 | 198.1685 | 0
2753 | 2.1 | 0 | 0 | 160.8417 | 0 | 0 | 80.4209 | 0 | 0 | 43.2 | 132.1624 | 0
2754 | 0.7 | 0 | 209.5 | 104.8843 | 0 | 0 | 52.4421 | 0 | 37.6 | 43 | 184.4363 | 0
2755 | 0 | 0 | 155.2 | 80.8129 | 0 | 0 | 40.4065 | 0 | 75.1 | 42.9 | 182.2182 | 0
2756 | 0 | 0 | 126.9 | 53.6209 | 0 | 0 | 26.8105 | 0 | 75.1 | 42.9 | 291.3255 | 0
2757 | 0 | 0 | 197.2 | 46.1955 | 0 | 0 | 23.0977 | 0 | 75.1 | 42.9 | 166.1398 | 0
2758 | 0 | 0 | 226.9 | 43.4654 | 0 | 0 | 21.7327 | 0 | 93.9 | 42.9 | 151.8353 | 0
2759 | 0 | 0 | 0 | 43.7831 | 0 | 0 | 21.8915 | 0 | 0 | 0 | 113.6822 | 0
2760 | 0 | 0 | 0 | 43.4068 | 0 | 0 | 21.7034 | 0 | 0 | 0 | 70.4718 | 0
2761 | 0 | 0 | 0 | 42.6512 | 0 | 0 | 21.3256 | 0 | 0 | 0 | 74.9754 | 0
2762 | 0 | 0 | 0 | 43.1403 | 0 | 0 | 21.5701 | 0 | 0 | 0 | 57.4773 | 0
2763 | 0 | 0 | 0.3 | 41.9353 | 0 | 0 | 20.9677 | 0 | 0 | 0 | 49.5481 | 0
2764 | 0 | 0 | 4.1 | 43.6854 | 0 | 0 | 21.8427 | 0 | 0 | 0 | 46.3353 | 0
2765 | 0 | 0 | 10.9 | 44.6713 | 0 | 0 | 22.3356 | 0 | 0 | 0 | 53.9111 | 0
2766 | 0 | 0 | 24.4 | 58.178 | 0 | 0 | 29.089 | 0 | 0 | 0 | 93.6023 | 0
2767 | 0 | 123 | 510.1 | 84.2004 | 0 | 0 | 42.1002 | 0 | 56.3 | 42.9 | 77.9268 | 0
2768 | 0.7 | 153 | 436.2 | 157.4769 | 31.9 | 0 | 78.7384 | 0 | 37.6 | 43 | 70.0134 | 0
2769 | 2.1 | 144.5 | 44.6 | 214.2597 | 19.6 | 0 | 107.1298 | 0 | 0 | 43.2 | 111.1474 | 0
2770 | 3.5 | 149.2 | 79.6 | 249.6683 | 24.9 | 0 | 124.8341 | 0 | 0 | 43.4 | 137.5347 | 0
2771 | 3.5 | 129.1 | 64.5 | 237.3278 | 8.7 | 0 | 118.6639 | 0 | 0 | 43.4 | 131.3209 | 0
2772 | 2.8 | 105.6 | 47.3 | 225.6896 | 0 | 0 | 112.8448 | 0 | 0 | 43.3 | 153.5437 | 0
2773 | 1.4 | 77.7 | 435 | 228.1219 | 0 | 0 | 114.0609 | 0 | 75.1 | 43.1 | 106.0616 | 0
2774 | 2.1 | 46.3 | 317.4 | 210.3813 | 0 | 0 | 105.1906 | 0 | 37.6 | 43.2 | 133.3643 | 0
2775 | 3.5 | 23.6 | 0 | 187.1235 | 0 | 0 | 93.5617 | 0 | 0 | 43.4 | 162.4734 | 0
2776 | 2.8 | 8.6 | 0 | 151.6023 | 0 | 0 | 75.8012 | 0 | 0 | 43.3 | 112.602 | 0
2777 | 2.1 | 5.6 | 0 | 123.8205 | 0 | 0 | 61.9103 | 0 | 0 | 43.2 | 108.4866 | 0
2778 | 0.7 | 10.9 | 321.4 | 103.5783 | 0 | 0 | 51.7891 | 0 | 37.6 | 43 | 79.834 | 0
2779 | 0 | 0 | 249.9 | 83.0626 | 0 | 0 | 41.5313 | 0 | 75.1 | 42.9 | 159.5113 | 0
2780 | 0 | 0 | 189.5 | 53.9473 | 0 | 0 | 26.9736 | 0 | 75.1 | 42.9 | 248.17 | 0
2781 | 0 | 0 | 259.8 | 41.8941 | 0 | 0 | 20.947 | 0 | 75.1 | 42.9 | 443.2171 | 0
2782 | 0 | 5.8 | 301.3 | 39.0493 | 0 | 0 | 19.5247 | 0 | 93.9 | 42.9 | 192.6366 | 0
2783 | 0 | 0 | 0 | 43.1428 | 0 | 0 | 21.5714 | 0 | 0 | 0 | 123.1652 | 0
2784 | 0 | 0 | 1.4 | 44.2142 | 0 | 0 | 22.1071 | 0 | 0 | 0 | 98.9896 | 0
2785 | 0 | 0 | 20.4 | 43.1992 | 0 | 0 | 21.5996 | 0 | 0 | 0 | 77.6864 | 0
2786 | 0 | 2.3 | 78.8 | 42.7368 | 0 | 0 | 21.3684 | 0 | 0 | 0 | 64.264 | 0
2787 | 0 | 10.5 | 129.1 | 41.5098 | 0 | 0 | 20.7549 | 0 | 0 | 0 | 58.0565 | 0
2788 | 0 | 19.5 | 170.9 | 43.5026 | 0 | 0 | 21.7513 | 0 | 0 | 0 | 58.7484 | 0
2789 | 0 | 34 | 209.2 | 43.7062 | 0 | 0 | 21.8531 | 0 | 0 | 0 | 64.6088 | 0
2790 | 0 | 43.7 | 222.2 | 57.4426 | 0 | 0 | 28.7213 | 0 | 0 | 0 | 72.7807 | 0
2791 | 0 | 188.4 | 643.7 | 86.6131 | 0 | 0 | 43.3066 | 0 | 56.3 | 42.9 | 68.9784 | 0
2792 | 0.7 | 161.8 | 482.9 | 145.7376 | 0 | 0 | 72.8688 | 0 | 37.6 | 43 | 78.4028 | 0
2793 | 2.1 | 95.9 | 2.4 | 241.7516 | 0 | 0 | 120.8758 | 0 | 0 | 43.2 | 96.7097 | 0
2794 | 3.5 | 37.3 | 0 | 267.0429 | 0 | 0 | 133.5214 | 0 | 0 | 43.4 | 122.8609 | 0
2795 | 3.5 | 0.6 | 0 | 232.9852 | 0 | 0 | 116.4926 | 0 | 0 | 43.4 | 125.7148 | 0
2796 | 2.8 | 0 | 0 | 226.3231 | 0 | 0 | 113.1615 | 0 | 0 | 43.3 | 269.5299 | 0
2797 | 1.4 | 0 | 118.1 | 215.5778 | 0 | 0 | 107.7889 | 0 | 75.1 | 43.1 | 179.2915 | 0
2798 | 2.1 | 0 | 53.7 | 221.8363 | 0 | 0 | 110.9182 | 0 | 37.6 | 43.2 | 201.8354 | 0
2799 | 3.5 | 0 | 0 | 228.6714 | 0 | 0 | 114.3357 | 0 | 0 | 43.4 | 152.0223 | 0
2800 | 2.8 | 0 | 0 | 210.4857 | 0 | 0 | 105.2429 | 0 | 0 | 43.3 | 137.8779 | 0
2801 | 2.1 | 0 | 0 | 146.6324 | 0 | 0 | 73.3162 | 0 | 0 | 43.2 | 204.6937 | 0
2802 | 0.7 | 0 | 0 | 90.9096 | 0 | 0 | 45.4548 | 0 | 37.6 | 43 | 239.2063 | 0
2803 | 0 | 0 | 0 | 63.8127 | 0 | 0 | 31.9064 | 0 | 75.1 | 42.9 | 204.9151 | 0
2804 | 0 | 0 | 0 | 46.6238 | 0 | 0 | 23.3119 | 0 | 75.1 | 42.9 | 227.8314 | 0
2805 | 0 | 0 | 0.1 | 43.8209 | 0 | 0 | 21.9104 | 0 | 75.1 | 42.9 | 123.2826 | 0
2806 | 0 | 0 | 30.6 | 42.1008 | 0 | 0 | 21.0504 | 0 | 93.9 | 42.9 | 124.2306 | 0
2807 | 0 | 0 | 0 | 43.8807 | 0 | 0 | 21.9403 | 0 | 0 | 0 | 112.1191 | 0
2808 | 0 | 0 | 0 | 41.4255 | 0 | 0 | 20.7127 | 0 | 0 | 0 | 98.0385 | 0
2809 | 0 | 0 | 0 | 42.7083 | 0 | 0 | 21.3541 | 0 | 0 | 0 | 70.5908 | 0
2810 | 0 | 0 | 0 | 42.8799 | 0 | 0 | 21.44 | 0 | 0 | 0 | 55.9783 | 0
2811 | 0 | 0 | 0 | 42.4454 | 0 | 0 | 21.2227 | 0 | 0 | 0 | 48.1689 | 0
2812 | 0 | 0 | 0 | 44.282 | 0 | 0 | 22.141 | 0 | 0 | 0 | 47.8249 | 0
2813 | 0 | 0 | 0.9 | 41.6995 | 0 | 0 | 20.8497 | 0 | 0 | 0 | 63.0037 | 0
2814 | 0 | 0 | 5.5 | 49.4977 | 0 | 0 | 24.7489 | 0 | 0 | 0 | 61.6247 | 0
2815 | 0 | 88.5 | 470.4 | 62.3803 | 0 | 0 | 31.1901 | 0 | 56.3 | 42.9 | 74.0476 | 0
2816 | 0 | 76.4 | 346.6 | 65.1194 | 0 | 0 | 32.5597 | 0 | 37.6 | 42.9 | 46.9054 | 0
2817 | 0 | 24.8 | 0 | 60.5809 | 0 | 0 | 30.2904 | 0 | 0 | 42.9 | 55.2884 | 0
2818 | 0 | 3.1 | 0 | 55.8676 | 0 | 0 | 27.9338 | 0 | 0 | 42.9 | 52.0776 | 0
2819 | 0 | 0 | 0 | 56.5224 | 0 | 0 | 28.2612 | 0 | 0 | 42.9 | 66.5622 | 0
2820 | 0 | 0 | 0 | 53.6873 | 0 | 0 | 26.8436 | 0 | 0 | 42.9 | 74.9724 | 0
2821 | 0 | 0 | 108.5 | 52.7395 | 0 | 0 | 26.3698 | 0 | 75.1 | 42.9 | 123.0235 | 0
2822 | 0 | 0 | 56.9 | 55.0072 | 0 | 0 | 27.5036 | 0 | 37.6 | 42.9 | 113.0863 | 0
2823 | 0 | 0 | 0 | 63.0553 | 0 | 0 | 31.5276 | 0 | 0 | 42.9 | 78.7693 | 0
2824 | 0 | 0 | 0 | 65.5821 | 0 | 0 | 32.791 | 0 | 0 | 42.9 | 123.4058 | 0
2825 | 0 | 0 | 0 | 65.5973 | 0 | 0 | 32.7986 | 0 | 0 | 42.9 | 123.4732 | 0
2826 | 0 | 0 | 0 | 61.6346 | 0 | 0 | 30.8173 | 0 | 37.6 | 42.9 | 257.0797 | 0
2827 | 0 | 0 | 0 | 49.8603 | 0 | 0 | 24.9302 | 0 | 75.1 | 42.9 | 260.1833 | 0
2828 | 0 | 0 | 0 | 45.58 | 0 | 0 | 22.79 | 0 | 75.1 | 42.9 | 156.9605 | 0
2829 | 0 | 0 | 7.4 | 41.277 | 0 | 0 | 20.6385 | 0 | 75.1 | 42.9 | 260.0534 | 0
2830 | 0 | 0 | 48.4 | 41.3294 | 0 | 0 | 20.6647 | 0 | 93.9 | 42.9 | 133.5146 | 0
2831 | 0 | 0 | 0 | 40.2369 | 0 | 0 | 20.1185 | 0 | 0 | 0 | 151.7039 | 0
2832 | 0 | 0 | 0 | 43.7998 | 0 | 0 | 21.8999 | 0 | 0 | 0 | 98.8741 | 0
2833 | 0 | 0 | 0 | 42.1842 | 0 | 0 | 21.0921 | 0 | 0 | 0 | 53.6825 | 0
2834 | 0 | 0 | 0 | 43.3693 | 0 | 0 | 21.6847 | 0 | 0 | 0 | 44.7508 | 0
2835 | 0 | 0 | 0 | 42.535 | 0 | 0 | 21.2675 | 0 | 0 | 0 | 49.4336 | 0
2836 | 0 | 0 | 0 | 41.9012 | 0 | 0 | 20.9506 | 0 | 0 | 0 | 48.1686 | 0
2837 | 0 | 0 | 2.5 | 43.1765 | 0 | 0 | 21.5883 | 0 | 0 | 0 | 53.7972 | 0
2838 | 0 | 0 | 9.5 | 46.2504 | 0 | 0 | 23.1252 | 0 | 0 | 0 | 90.267 | 0
2839 | 0 | 117.2 | 505.4 | 60.0004 | 0 | 0 | 30.0002 | 0 | 56.3 | 42.9 | 87.053 | 0
2840 | 0 | 109.3 | 417.7 | 72.8696 | 0 | 0 | 36.4348 | 0 | 37.6 | 42.9 | 88.3626 | 0
2841 | 0 | 87 | 6.4 | 65.1609 | 0 | 0 | 32.5804 | 0 | 0 | 42.9 | 97.3139 | 0
2842 | 0 | 72 | 9.3 | 57.8709 | 0 | 0 | 28.9354 | 0 | 0 | 42.9 | 83.1462 | 0
2843 | 0 | 61.8 | 11.5 | 58.3082 | 0 | 0 | 29.1541 | 0 | 0 | 42.9 | 94.0824 | 0
2844 | 0 | 43.1 | 8.6 | 67.128 | 0 | 0 | 33.564 | 0 | 0 | 42.9 | 85.8673 | 0
2845 | 0 | 32.7 | 418.6 | 72.3037 | 0 | 0 | 36.1518 | 0 | 75.1 | 42.9 | 64.3793 | 0
2846 | 0 | 23.3 | 326.1 | 81.835 | 0 | 0 | 40.9175 | 0 | 37.6 | 42.9 | 86.1011 | 0
2847 | 0 | 18.6 | 0 | 82.1484 | 0 | 0 | 41.0742 | 0 | 0 | 42.9 | 92.2887 | 0
2848 | 0 | 16.4 | 0.1 | 85.8287 | 0 | 0 | 42.9143 | 0 | 0 | 42.9 | 102.0981 | 0
2849 | 0 | 17.3 | 1.8 | 82.8194 | 0 | 0 | 41.4097 | 0 | 0 | 42.9 | 209.9343 | 0
2850 | 0 | 26.4 | 399.5 | 78.2967 | 0 | 0 | 39.1483 | 0 | 37.6 | 42.9 | 171.0152 | 0
2851 | 0 | 32.8 | 344.7 | 74.0901 | 0 | 0 | 37.045 | 0 | 75.1 | 42.9 | 139.9204 | 0
2852 | 0 | 14.1 | 312.2 | 58.8819 | 0 | 0 | 29.4409 | 0 | 75.1 | 42.9 | 246.5731 | 0
2853 | 0 | 31.4 | 383.5 | 50.5158 | 0 | 0 | 25.2579 | 0 | 75.1 | 42.9 | 168.4207 | 0
2854 | 0 | 53.7 | 436.5 | 43.3941 | 0 | 0 | 21.6971 | 0 | 93.9 | 42.9 | 150.4449 | 0
2855 | 0 | 0.3 | 14.1 | 43.3002 | 0 | 0 | 21.6501 | 0 | 0 | 0 | 129.5738 | 0
2856 | 0 | 8.5 | 71.9 | 40.907 | 0 | 0 | 20.4535 | 0 | 0 | 0 | 93.2415 | 0
2857 | 0 | 18.2 | 131.5 | 44.1358 | 0 | 0 | 22.0679 | 0 | 0 | 0 | 57.8235 | 0
2858 | 0 | 34.6 | 188.8 | 42.9438 | 0 | 0 | 21.4719 | 0 | 0 | 0 | 48.8584 | 0
2859 | 0 | 52.5 | 241 | 42.0001 | 0 | 0 | 21 | 0 | 0 | 0 | 47.0208 | 0
2860 | 0 | 74.3 | 286.9 | 41.8023 | 0 | 0 | 20.9012 | 0 | 0 | 0 | 50.5804 | 0
2861 | 0 | 93.8 | 328.9 | 42.2049 | 0 | 0 | 21.1025 | 0 | 0 | 0 | 54.1406 | 0
2862 | 0 | 104.8 | 351.9 | 63.4201 | 0 | 0 | 31.71 | 0 | 0 | 0 | 81.9628 | 0
2863 | 0 | 259.4 | 813.3 | 92.8441 | 0 | 0 | 46.4221 | 0 | 56.3 | 42.9 | 77.6873 | 0
2864 | 0.7 | 253.1 | 667.3 | 136.1843 | 52.7 | 0 | 68.0921 | 0 | 37.6 | 43 | 106.6725 | 0
2865 | 2.1 | 205.4 | 138.3 | 222.2944 | 54.2 | 0 | 111.1472 | 0 | 0 | 43.2 | 123.1477 | 0
2866 | 3.5 | 172.3 | 132.9 | 221.6256 | 78.8 | 0 | 110.8128 | 0 | 0 | 43.4 | 141.8357 | 0
2867 | 3.5 | 130.5 | 98.4 | 223.4842 | 73.2 | 0 | 111.7421 | 0 | 0 | 43.4 | 121.128 | 0
2868 | 2.8 | 85.4 | 69.1 | 213.7195 | 45.2 | 0 | 106.8597 | 0 | 0 | 43.3 | 176.0872 | 0
2869 | 1.4 | 43.6 | 484.5 | 189.8753 | 7.9 | 0 | 94.9376 | 0 | 75.1 | 43.1 | 175.5529 | 0
2870 | 2.1 | 21 | 351.8 | 178.7016 | 3.9 | 0 | 89.3508 | 0 | 37.6 | 43.2 | 201.2751 | 0
2871 | 3.5 | 13.2 | 0 | 183.0452 | 23.5 | 0 | 91.5226 | 0 | 0 | 43.4 | 104.0129 | 0
2872 | 2.8 | 1.2 | 0 | 156.0748 | 21.3 | 0 | 78.0374 | 0 | 0 | 43.3 | 180.1605 | 0
2873 | 2.1 | 0 | 0 | 111.843 | 8.9 | 0 | 55.9215 | 0 | 0 | 43.2 | 135.8479 | 0
2874 | 0.7 | 0 | 351.2 | 83.1953 | 0 | 0 | 41.5976 | 0 | 37.6 | 43 | 195.0873 | 0
2875 | 0 | 0 | 329.3 | 57.6093 | 0 | 0 | 28.8047 | 0 | 75.1 | 42.9 | 263.0445 | 0
2876 | 0 | 0 | 320.9 | 47.5793 | 0 | 0 | 23.7897 | 0 | 75.1 | 42.9 | 316.8036 | 0
2877 | 0 | 0.5 | 385.7 | 40.1455 | 0 | 0 | 20.0728 | 0 | 75.1 | 42.9 | 224.6873 | 0
2878 | 0 | 8.5 | 414.8 | 43.6737 | 0 | 0 | 21.8368 | 0 | 93.9 | 42.9 | 155.2275 | 0
2879 | 0 | 0 | 0 | 43.0848 | 0 | 0 | 21.5424 | 0 | 0 | 0 | 123.1791 | 0
2880 | 0 | 0 | 0 | 42.2226 | 0 | 0 | 21.1113 | 0 | 0 | 0 | 105.7001 | 0
2881 | 0 | 0 | 0 | 40.7523 | 0 | 0 | 20.3762 | 0 | 0 | 0 | 98.8726 | 0
2882 | 0 | 0 | 0.7 | 44.3586 | 0 | 0 | 22.1793 | 0 | 0 | 0 | 94.5588 | 0
2883 | 0 | 0 | 3.6 | 42.2713 | 0 | 0 | 21.1356 | 0 | 0 | 0 | 92.7706 | 0
2884 | 0 | 0 | 5.7 | 41.2352 | 0 | 0 | 20.6176 | 0 | 0 | 0 | 93.7234 | 0
2885 | 0 | 0 | 8.6 | 41.2851 | 0 | 0 | 20.6425 | 0 | 0 | 0 | 95.6303 | 0
2886 | 0 | 0 | 11.4 | 48.8621 | 0 | 0 | 24.431 | 0 | 0 | 0 | 90.98 | 0
2887 | 0 | 117.9 | 489.9 | 68.9398 | 0 | 0 | 34.4699 | 0 | 56.3 | 42.9 | 92.5339 | 0
2888 | 0.7 | 144.7 | 415.6 | 64.5274 | 2.8 | 0 | 32.2637 | 0 | 37.6 | 43 | 78.5255 | 0
2889 | 2.1 | 106.1 | 2.9 | 56.5949 | 0 | 0 | 28.2975 | 0 | 0 | 43.2 | 81.4924 | 0
2890 | 3.5 | 72.5 | 0.8 | 51.4831 | 0 | 0 | 25.7415 | 0 | 0 | 43.4 | 100.3075 | 0
2891 | 3.5 | 44.1 | 0 | 52.7398 | 0 | 0 | 26.3699 | 0 | 0 | 43.4 | 119.2428 | 0
2892 | 2.8 | 17.6 | 0 | 51.3678 | 0 | 0 | 25.6839 | 0 | 0 | 43.3 | 112.9669 | 0
2893 | 1.4 | 3.5 | 251.9 | 54.2098 | 0 | 0 | 27.1049 | 0 | 75.1 | 43.1 | 187.2937 | 0
2894 | 2.1 | 0 | 178.5 | 51.6591 | 0 | 0 | 25.8296 | 0 | 37.6 | 43.2 | 117.6445 | 0
2895 | 3.5 | 0 | 0 | 52.4724 | 0 | 0 | 26.2362 | 0 | 0 | 43.4 | 224.438 | 0
2896 | 2.8 | 0 | 0 | 56.1335 | 0 | 0 | 28.0667 | 0 | 0 | 43.3 | 118.3067 | 0
2897 | 2.1 | 0 | 0 | 51.7298 | 0 | 0 | 25.8649 | 0 | 0 | 43.2 | 109.2088 | 0
2898 | 0.7 | 0 | 173.9 | 54.062 | 0 | 0 | 27.031 | 0 | 37.6 | 43 | 206.9828 | 0
2899 | 0 | 0 | 107.5 | 51.087 | 0 | 0 | 25.5435 | 0 | 75.1 | 42.9 | 173.1397 | 0
2900 | 0 | 0 | 62.9 | 45.0026 | 0 | 0 | 22.5013 | 0 | 75.1 | 42.9 | 125.1733 | 0
2901 | 0 | 0 | 125.7 | 41.2296 | 0 | 0 | 20.6148 | 0 | 75.1 | 42.9 | 123.6418 | 0
2902 | 0 | 0 | 129.3 | 42.4879 | 0 | 0 | 21.2439 | 0 | 93.9 | 42.9 | 158.9588 | 0
2903 | 0 | 0 | 0 | 39.5985 | 0 | 0 | 19.7992 | 0 | 0 | 0 | 157.5741 | 0
2904 | 0 | 0 | 0 | 42.2691 | 0 | 0 | 21.1345 | 0 | 0 | 0 | 119.2058 | 0
2905 | 0 | 0 | 0 | 41.8959 | 0 | 0 | 20.948 | 0 | 0 | 0 | 55.7496 | 0
2906 | 0 | 0 | 0 | 41.074 | 0 | 0 | 20.537 | 0 | 0 | 0 | 61.3941 | 0
2907 | 0 | 0 | 0 | 42.9187 | 0 | 0 | 21.4593 | 0 | 0 | 0 | 57.3629 | 0
2908 | 0 | 0 | 0 | 40.2664 | 0 | 0 | 20.1332 | 0 | 0 | 0 | 47.7091 | 0
2909 | 0 | 0 | 0 | 43.6191 | 0 | 0 | 21.8096 | 0 | 0 | 0 | 53.2223 | 0
2910 | 0 | 0 | 0 | 61.8791 | 0 | 0 | 30.9396 | 0 | 0 | 0 | 60.2425 | 0
2911 | 0 | 49.3 | 345.1 | 112.1603 | 0 | 0 | 56.0802 | 0 | 56.3 | 42.9 | 64.7256 | 0
2912 | 0.7 | 69 | 263.3 | 203.2134 | 0 | 0 | 101.6067 | 0 | 37.6 | 43 | 75.0898 | 0
2913 | 2.1 | 36.3 | 0 | 353.3994 | 0 | 0 | 176.6997 | 0 | 0 | 43.2 | 63.5784 | 0
2914 | 3.5 | 9.6 | 0 | 360.1972 | 0 | 0 | 180.0986 | 0 | 0 | 43.4 | 204.7814 | 0
2915 | 3.5 | 0.2 | 0 | 324.1083 | 0 | 0 | 162.0541 | 0 | 0 | 43.4 | 285.0632 | 0
2916 | 2.8 | 0 | 0 | 296.051 | 0 | 0 | 148.0255 | 0 | 0 | 43.3 | 71.3947 | 0
2917 | 1.4 | 0 | 93.7 | 292.913 | 0 | 0 | 146.4565 | 0 | 75.1 | 43.1 | 85.2761 | 0
2918 | 2.1 | 0 | 70.3 | 284.7955 | 0 | 0 | 142.3978 | 0 | 37.6 | 43.2 | 72.4351 | 0
2919 | 3.5 | 0 | 0 | 235.7624 | 0 | 0 | 117.8812 | 0 | 0 | 43.4 | 77.8075 | 0
2920 | 2.8 | 0 | 0 | 199.9319 | 0 | 0 | 99.966 | 0 | 0 | 43.3 | 85.0419 | 0
2921 | 2.1 | 0 | 0 | 154.8965 | 0 | 0 | 77.4482 | 0 | 0 | 43.2 | 74.0463 | 0
2922 | 0.7 | 0 | 48 | 129.9846 | 0 | 0 | 64.9923 | 0 | 37.6 | 43 | 215.0739 | 0
2923 | 0 | 0 | 17.7 | 108.3037 | 0 | 0 | 54.1518 | 0 | 75.1 | 42.9 | 159.88 | 0
2924 | 0 | 0 | 1.7 | 66.4412 | 0 | 0 | 33.2206 | 0 | 75.1 | 42.9 | 263.4698 | 0
2925 | 0 | 0 | 34.2 | 44.7953 | 0 | 0 | 22.3976 | 0 | 75.1 | 42.9 | 231.0187 | 0
2926 | 0 | 0 | 60.9 | 40.6476 | 0 | 0 | 20.3238 | 0 | 93.9 | 42.9 | 278.5594 | 0
2927 | 0 | 0 | 0 | 43.1053 | 0 | 0 | 21.5526 | 0 | 0 | 0 | 168.9599 | 0
2928 | 0 | 0 | 0 | 41.5169 | 0 | 0 | 20.7585 | 0 | 0 | 0 | 77.3279 | 0
2929 | 0 | 0 | 0 | 42.4299 | 0 | 0 | 21.215 | 0 | 0 | 0 | 56.8994 | 0
2930 | 0 | 0 | 0 | 44.3552 | 0 | 0 | 22.1776 | 0 | 0 | 0 | 50.0083 | 0
2931 | 0 | 0 | 0 | 42.3909 | 0 | 0 | 21.1954 | 0 | 0 | 0 | 48.1684 | 0
2932 | 0 | 0 | 0 | 40.5769 | 0 | 0 | 20.2885 | 0 | 0 | 0 | 49.7776 | 0
2933 | 0 | 0 | 0 | 41.4717 | 0 | 0 | 20.7358 | 0 | 0 | 0 | 51.9614 | 0
2934 | 0 | 0 | 0 | 55.7513 | 0 | 0 | 27.8757 | 0 | 0 | 0 | 57.0147 | 0
2935 | 0 | 10.9 | 214.2 | 91.7671 | 0 | 0 | 45.8836 | 0 | 56.3 | 42.9 | 62.201 | 0
2936 | 0.7 | 23.3 | 168.5 | 164.5642 | 0 | 0 | 82.2821 | 0 | 37.6 | 43 | 92.409 | 0
2937 | 2.1 | 8.8 | 0 | 262.566 | 0 | 0 | 131.283 | 0 | 0 | 43.2 | 58.6344 | 0
2938 | 3.5 | 1.5 | 0 | 319.6956 | 0 | 0 | 159.8478 | 0 | 0 | 43.4 | 75.7954 | 0
2939 | 3.5 | 0 | 0 | 287.419 | 0 | 0 | 143.7095 | 0 | 0 | 43.4 | 233.564 | 0
2940 | 2.8 | 0 | 0 | 258.1155 | 0 | 0 | 129.0578 | 0 | 0 | 43.3 | 160.1187 | 0
2941 | 1.4 | 0 | 24.2 | 241.8545 | 0 | 0 | 120.9273 | 0 | 75.1 | 43.1 | 97.1949 | 0
2942 | 2.1 | 0 | 17.5 | 235.6781 | 0 | 0 | 117.839 | 0 | 37.6 | 43.2 | 92.5293 | 0
2943 | 3.5 | 0 | 0 | 202.3844 | 0 | 0 | 101.1922 | 0 | 0 | 43.4 | 96.7126 | 0
2944 | 2.8 | 0 | 0 | 175.744 | 0 | 0 | 87.872 | 0 | 0 | 43.3 | 95.1562 | 0
2945 | 2.1 | 0 | 0 | 170.6446 | 0 | 0 | 85.3223 | 0 | 0 | 43.2 | 105.1046 | 0
2946 | 0.7 | 0 | 9.8 | 130.4169 | 0 | 0 | 65.2085 | 0 | 37.6 | 43 | 122.3631 | 0
2947 | 0 | 0 | 1.6 | 85.0288 | 0 | 0 | 42.5144 | 0 | 75.1 | 42.9 | 149.0567 | 0
2948 | 0 | 0 | 0 | 57.4528 | 0 | 0 | 28.7264 | 0 | 75.1 | 42.9 | 143.851 | 0
2949 | 0 | 0 | 4.9 | 41.7311 | 0 | 0 | 20.8655 | 0 | 75.1 | 42.9 | 204.1373 | 0
2950 | 0 | 0 | 10.1 | 41.4899 | 0 | 0 | 20.745 | 0 | 93.9 | 42.9 | 168.619 | 0
2951 | 0 | 0 | 0 | 41.7069 | 0 | 0 | 20.8534 | 0 | 0 | 0 | 89.5467 | 0
2952 | 0 | 0 | 0 | 41.568 | 0 | 0 | 20.784 | 0 | 0 | 0 | 65.985 | 0
2953 | 0 | 0 | 0 | 40.4278 | 0 | 0 | 20.2139 | 0 | 0 | 0 | 52.0755 | 0
2954 | 0 | 0 | 0 | 43.5432 | 0 | 0 | 21.7716 | 0 | 0 | 0 | 47.4796 | 0
2955 | 0 | 0 | 0 | 40.2713 | 0 | 0 | 20.1357 | 0 | 0 | 0 | 47.1354 | 0
2956 | 0 | 0 | 0 | 44.1351 | 0 | 0 | 22.0676 | 0 | 0 | 0 | 49.0894 | 0
2957 | 0 | 0 | 0 | 43.6854 | 0 | 0 | 21.8427 | 0 | 0 | 0 | 66.2181 | 0
2958 | 0 | 0 | 0 | 54.5755 | 0 | 0 | 27.2877 | 0 | 0 | 0 | 67.5993 | 0
2959 | 0 | 7.8 | 180.6 | 99.505 | 0 | 0 | 49.7525 | 0 | 56.3 | 42.9 | 73.1251 | 0
2960 | 0.7 | 18.3 | 151.4 | 180.0445 | 0 | 0 | 90.0223 | 0 | 37.6 | 43 | 111.1455 | 0
2961 | 2.1 | 7.9 | 0 | 278.9709 | 0 | 0 | 139.4854 | 0 | 0 | 43.2 | 126.9761 | 0
2962 | 3.5 | 1.4 | 0 | 337.8149 | 0 | 0 | 168.9075 | 0 | 0 | 43.4 | 64.38 | 0
2963 | 3.5 | 0 | 0 | 291.1211 | 0 | 0 | 145.5605 | 0 | 0 | 43.4 | 259.8489 | 0
2964 | 2.8 | 0 | 0 | 270.1219 | 0 | 0 | 135.061 | 0 | 0 | 43.3 | 185.8911 | 0
2965 | 1.4 | 0 | 24.4 | 221.9804 | 0 | 0 | 110.9902 | 0 | 75.1 | 43.1 | 84.6865 | 0
2966 | 2.1 | 0 | 21.4 | 228.4557 | 0 | 0 | 114.2278 | 0 | 37.6 | 43.2 | 90.0247 | 0
2967 | 3.5 | 0 | 0 | 221.7774 | 0 | 0 | 110.8887 | 0 | 0 | 43.4 | 229.5832 | 0
2968 | 2.8 | 0 | 0 | 198.9445 | 0 | 0 | 99.4723 | 0 | 0 | 43.3 | 104.4985 | 0
2969 | 2.1 | 0 | 0 | 161.7489 | 0 | 0 | 80.8744 | 0 | 0 | 43.2 | 178.5169 | 0
2970 | 0.7 | 0 | 16.7 | 162.8069 | 0 | 0 | 81.4035 | 0 | 37.6 | 43 | 125.2305 | 0
2971 | 0 | 0 | 4.5 | 118.4778 | 0 | 0 | 59.2389 | 0 | 75.1 | 42.9 | 106.7911 | 0
2972 | 0 | 0 | 0 | 66.4074 | 0 | 0 | 33.2037 | 0 | 75.1 | 42.9 | 138.6035 | 0
2973 | 0 | 0 | 10 | 43.7226 | 0 | 0 | 21.8613 | 0 | 75.1 | 42.9 | 268.0305 | 0
2974 | 0 | 0 | 22.6 | 40.4709 | 0 | 0 | 20.2355 | 0 | 93.9 | 42.9 | 121.1998 | 0
2975 | 0 | 0 | 0 | 40.1818 | 0 | 0 | 20.0909 | 0 | 0 | 0 | 100.9055 | 0
2976 | 0 | 0 | 0 | 42.923 | 0 | 0 | 21.4615 | 0 | 0 | 0 | 80.6594 | 0
2977 | 0 | 0 | 0 | 41.2265 | 0 | 0 | 20.6133 | 0 | 0 | 0 | 54.484 | 0
2978 | 0 | 0 | 0 | 41.9601 | 0 | 0 | 20.98 | 0 | 0 | 0 | 48.9739 | 0
2979 | 0 | 0 | 0 | 41.3015 | 0 | 0 | 20.6508 | 0 | 0 | 0 | 48.0539 | 0
2980 | 0 | 0 | 0 | 43.6318 | 0 | 0 | 21.8159 | 0 | 0 | 0 | 48.7429 | 0
2981 | 0 | 0 | 0 | 44.1928 | 0 | 0 | 22.0964 | 0 | 0 | 0 | 58.6322 | 0
2982 | 0 | 0 | 0 | 51.0092 | 0 | 0 | 25.5046 | 0 | 0 | 0 | 66.7938 | 0
2983 | 0 | 9.5 | 208.6 | 61.7341 | 0 | 0 | 30.867 | 0 | 56.3 | 42.9 | 60.0112 | 0
2984 | 0 | 0.9 | 106.3 | 60.0252 | 0 | 0 | 30.0126 | 0 | 37.6 | 42.9 | 82.0819 | 0
2985 | 0 | 0 | 0 | 56.8277 | 0 | 0 | 28.4138 | 0 | 0 | 42.9 | 78.4085 | 0
2986 | 0 | 0 | 0 | 57.4643 | 0 | 0 | 28.7321 | 0 | 0 | 42.9 | 61.6264 | 0
2987 | 0 | 0 | 0 | 55.7427 | 0 | 0 | 27.8713 | 0 | 0 | 42.9 | 56.2066 | 0
2988 | 0 | 0 | 0 | 55.1265 | 0 | 0 | 27.5633 | 0 | 0 | 42.9 | 82.2021 | 0
2989 | 0 | 0 | 0 | 52.9887 | 0 | 0 | 26.4943 | 0 | 75.1 | 42.9 | 74.742 | 0
2990 | 0 | 0 | 0 | 54.8495 | 0 | 0 | 27.4247 | 0 | 37.6 | 42.9 | 128.8429 | 0
2991 | 0 | 0 | 0 | 54.0833 | 0 | 0 | 27.0417 | 0 | 0 | 42.9 | 103.893 | 0
2992 | 0 | 0 | 0 | 53.5016 | 0 | 0 | 26.7508 | 0 | 0 | 42.9 | 84.6877 | 0
2993 | 0 | 0 | 0 | 52.063 | 0 | 0 | 26.0315 | 0 | 0 | 42.9 | 104.4977 | 0
2994 | 0 | 0 | 0 | 51.2271 | 0 | 0 | 25.6135 | 0 | 37.6 | 42.9 | 150.0392 | 0
2995 | 0 | 0 | 0 | 49.953 | 0 | 0 | 24.9765 | 0 | 75.1 | 42.9 | 154.9391 | 0
2996 | 0 | 0 | 0 | 45.1461 | 0 | 0 | 22.5731 | 0 | 75.1 | 42.9 | 190.3565 | 0
2997 | 0 | 0 | 0 | 43.2996 | 0 | 0 | 21.6498 | 0 | 75.1 | 42.9 | 214.881 | 0
2998 | 0 | 0 | 0 | 43.854 | 0 | 0 | 21.927 | 0 | 93.9 | 42.9 | 178.6848 | 0
2999 | 0 | 0 | 0 | 40.827 | 0 | 0 | 20.4135 | 0 | 0 | 0 | 127.7296 | 0
3000 | 0 | 0 | 0 | 40.5537 | 0 | 0 | 20.2768 | 0 | 0 | 0 | 81.8443 | 0
3001 | 0 | 0 | 0 | 40.5558 | 0 | 0 | 20.2779 | 0 | 0 | 0 | 67.2562 | 0
3002 | 0 | 0 | 0 | 42.0968 | 0 | 0 | 21.0484 | 0 | 0 | 0 | 56.6691 | 0
3003 | 0 | 0 | 0 | 41.2364 | 0 | 0 | 20.6182 | 0 | 0 | 0 | 47.478 | 0
3004 | 0 | 0 | 0 | 41.5386 | 0 | 0 | 20.7693 | 0 | 0 | 0 | 60.8188 | 0
3005 | 0 | 0 | 0 | 44.1032 | 0 | 0 | 22.0516 | 0 | 0 | 0 | 56.5539 | 0
3006 | 0 | 0 | 0 | 57.2306 | 0 | 0 | 28.6153 | 0 | 0 | 0 | 64.9544 | 0
3007 | 0 | 0 | 3.3 | 71.8434 | 0 | 0 | 35.9217 | 0 | 56.3 | 42.9 | 122.4292 | 0
3008 | 0 | 0 | 0 | 72.5364 | 0 | 0 | 36.2682 | 0 | 37.6 | 42.9 | 143.1334 | 0
3009 | 0 | 0 | 0 | 69.5739 | 0 | 0 | 34.7869 | 0 | 0 | 42.9 | 77.4442 | 0
3010 | 0 | 0 | 0 | 62.6511 | 0 | 0 | 31.3256 | 0 | 0 | 42.9 | 55.6338 | 0
3011 | 0 | 0 | 0 | 61.1397 | 0 | 0 | 30.5698 | 0 | 0 | 42.9 | 132.824 | 0
3012 | 0 | 0 | 0 | 60.4848 | 0 | 0 | 30.2424 | 0 | 0 | 42.9 | 115.5229 | 0
3013 | 0 | 0 | 0 | 61.6374 | 0 | 0 | 30.8187 | 0 | 75.1 | 42.9 | 167.4063 | 0
3014 | 0 | 0 | 0 | 67.2352 | 0 | 0 | 33.6176 | 0 | 37.6 | 42.9 | 152.5207 | 0
3015 | 0 | 0 | 0 | 71.7136 | 0 | 0 | 35.8568 | 0 | 0 | 42.9 | 131.6888 | 0
3016 | 0 | 0 | 0 | 74.643 | 0 | 0 | 37.3215 | 0 | 0 | 42.9 | 116.6397 | 0
3017 | 0 | 0 | 0 | 77.6343 | 0 | 0 | 38.8172 | 0 | 0 | 42.9 | 78.7674 | 0
3018 | 0 | 0 | 0 | 72.8888 | 0 | 0 | 36.4444 | 0 | 37.6 | 42.9 | 221.7485 | 0
3019 | 0 | 0 | 0 | 56.9498 | 0 | 0 | 28.4749 | 0 | 75.1 | 42.9 | 201.0261 | 0
3020 | 0 | 0 | 0 | 50.5301 | 0 | 0 | 25.265 | 0 | 75.1 | 42.9 | 173.6652 | 0
3021 | 0 | 0 | 0 | 40.8431 | 0 | 0 | 20.4216 | 0 | 75.1 | 42.9 | 221.0118 | 0
3022 | 0 | 0 | 0 | 42.4888 | 0 | 0 | 21.2444 | 0 | 93.9 | 42.9 | 201.2137 | 0
3023 | 0 | 0 | 0 | 41.0148 | 0 | 0 | 20.5074 | 0 | 0 | 0 | 196.932 | 0
3024 | 0 | 0 | 0 | 41.7872 | 0 | 0 | 20.8936 | 0 | 0 | 0 | 126.8932 | 0
3025 | 0 | 0 | 0 | 41.5572 | 0 | 0 | 20.7786 | 0 | 0 | 0 | 79.2402 | 0
3026 | 0 | 0 | 0 | 43.8838 | 0 | 0 | 21.9419 | 0 | 0 | 0 | 58.401 | 0
3027 | 0 | 0 | 0 | 42.7901 | 0 | 0 | 21.395 | 0 | 0 | 0 | 56.438 | 0
3028 | 0 | 0 | 0 | 40.6916 | 0 | 0 | 20.3458 | 0 | 0 | 0 | 61.0489 | 0
3029 | 0 | 0 | 0 | 42.782 | 0 | 0 | 21.391 | 0 | 0 | 0 | 60.0115 | 0
3030 | 0 | 0 | 0 | 59.5832 | 0 | 0 | 29.7916 | 0 | 0 | 0 | 53.2239 | 0
3031 | 0 | 0 | 12.8 | 87.0284 | 0 | 0 | 43.5142 | 0 | 56.3 | 42.9 | 67.0237 | 0
3032 | 0.7 | 0 | 2.3 | 147.4782 | 0 | 0 | 73.7391 | 0 | 37.6 | 43 | 152.5045 | 0
3033 | 2.1 | 0 | 0 | 218.7328 | 0 | 0 | 109.3664 | 0 | 0 | 43.2 | 170.7199 | 0
3034 | 3.5 | 0 | 0 | 227.6021 | 0 | 0 | 113.8011 | 0 | 0 | 43.4 | 92.4136 | 0
3035 | 3.5 | 0 | 0 | 245.8615 | 0 | 0 | 122.9308 | 0 | 0 | 43.4 | 76.6162 | 0
3036 | 2.8 | 0 | 0 | 248.8706 | 0 | 0 | 124.4353 | 0 | 0 | 43.3 | 84.0874 | 0
3037 | 1.4 | 0 | 0 | 241.3614 | 0 | 0 | 120.6807 | 0 | 75.1 | 43.1 | 217.5539 | 0
3038 | 2.1 | 0 | 0 | 230.9434 | 0 | 3.1 | 115.4717 | 0 | 37.6 | 43.2 | 221.1823 | 0
3039 | 3.5 | 0 | 0 | 226.222 | 0 | 16.5 | 113.111 | 0 | 0 | 43.4 | 90.3851 | 0
3040 | 2.8 | 0 | 0 | 194.1327 | 0 | 33.9 | 97.0663 | 0 | 0 | 43.3 | 107.7669 | 0
3041 | 2.1 | 0 | 0 | 146.9671 | 0 | 58.8 | 73.4836 | 0 | 0 | 43.2 | 110.9025 | 0
3042 | 0.7 | 0 | 0 | 116.1949 | 0 | 69.9 | 58.0975 | 0 | 37.6 | 43 | 245.3244 | 0
3043 | 0 | 0 | 0 | 88.12 | 0 | 15 | 44.06 | 0 | 75.1 | 42.9 | 293.4252 | 0
3044 | 0 | 0 | 0 | 67.5696 | 0 | 0 | 33.7848 | 0 | 75.1 | 42.9 | 153.8278 | 0
3045 | 0 | 0 | 0 | 60.0912 | 0 | 0 | 30.0456 | 0 | 75.1 | 42.9 | 140.1393 | 0
3046 | 0 | 0 | 0 | 54.2767 | 0 | 0 | 27.1384 | 0 | 93.9 | 42.9 | 169.4891 | 0
3047 | 0 | 0 | 0 | 41.2067 | 0 | 0 | 20.6033 | 0 | 0 | 0 | 271.451 | 0
3048 | 0 | 0 | 0 | 45.7594 | 0 | 0 | 22.8797 | 0 | 0 | 0 | 122.2078 | 0
3049 | 0 | 0 | 0 | 41.1806 | 0 | 0 | 20.5903 | 0 | 0 | 0 | 66.5614 | 0
3050 | 0 | 0 | 0 | 42.2824 | 0 | 0 | 21.1412 | 0 | 0 | 0 | 72.7803 | 0
3051 | 0 | 0 | 0 | 43.1363 | 0 | 0 | 21.5681 | 0 | 0 | 0 | 60.7032 | 0
3052 | 0 | 0 | 0 | 44.6818 | 0 | 0 | 22.3409 | 0 | 0 | 0 | 51.3843 | 0
3053 | 0 | 0 | 0 | 40.54 | 0 | 0 | 20.27 | 0 | 0 | 0 | 60.4728 | 0
3054 | 0 | 0 | 0 | 65.0843 | 0 | 0 | 32.5422 | 0 | 0 | 0 | 69.7825 | 0
3055 | 0 | 0 | 3.2 | 106.4237 | 0 | 0 | 53.2118 | 0 | 56.3 | 42.9 | 57.0159 | 0
3056 | 0.7 | 0 | 1.4 | 179.4832 | 0 | 0 | 89.7416 | 0 | 37.6 | 43 | 70.5904 | 0
3057 | 2.1 | 0 | 0 | 269.9081 | 0 | 0 | 134.954 | 0 | 0 | 43.2 | 123.2814 | 0
3058 | 3.5 | 0 | 0 | 321.5743 | 0 | 0 | 160.7872 | 0 | 0 | 43.4 | 169.1913 | 0
3059 | 3.5 | 0 | 0 | 326.1944 | 0 | 0 | 163.0972 | 0 | 0 | 43.4 | 96.8358 | 0
3060 | 2.8 | 0 | 0 | 294.4846 | 0 | 0 | 147.2423 | 0 | 0 | 43.3 | 66.3317 | 0
3061 | 1.4 | 0 | 0 | 260.576 | 0 | 0 | 130.288 | 0 | 75.1 | 43.1 | 92.887 | 0
3062 | 2.1 | 0 | 0 | 264.6555 | 0 | 0 | 132.3278 | 0 | 37.6 | 43.2 | 231.1354 | 0
3063 | 3.5 | 0 | 0 | 253.5866 | 0 | 0 | 126.7933 | 0 | 0 | 43.4 | 84.3269 | 0
3064 | 2.8 | 0 | 0 | 231.5217 | 0 | 0 | 115.7609 | 0 | 0 | 43.3 | 95.1548 | 0
3065 | 2.1 | 0 | 0 | 160.9601 | 0 | 0 | 80.4801 | 0 | 0 | 43.2 | 130.4363 | 0
3066 | 0.7 | 0 | 0 | 128.1021 | 0 | 0 | 64.0511 | 0 | 37.6 | 43 | 101.744 | 0
3067 | 0 | 0 | 0 | 104.156 | 0 | 0 | 52.078 | 0 | 75.1 | 42.9 | 198.5482 | 0
3068 | 0 | 0 | 0 | 76.3333 | 0 | 0 | 38.1666 | 0 | 75.1 | 42.9 | 214.8098 | 0
3069 | 0 | 0 | 0 | 62.8163 | 0 | 0 | 31.4082 | 0 | 75.1 | 42.9 | 156.5664 | 0
3070 | 0 | 0 | 0 | 62.9632 | 0 | 0 | 31.4816 | 0 | 93.9 | 42.9 | 225.4006 | 0
3071 | 0 | 0 | 0 | 60.2176 | 0 | 0 | 30.1088 | 0 | 0 | 0 | 424.4285 | 0
3072 | 0 | 0 | 0 | 56.1663 | 0 | 0 | 28.0832 | 0 | 0 | 0 | 117.3739 | 0
3073 | 0 | 0 | 0 | 56.925 | 0 | 0 | 28.4625 | 0 | 0 | 0 | 71.2781 | 0
3074 | 0 | 0 | 0 | 56.9607 | 0 | 0 | 28.4803 | 0 | 0 | 0 | 66.1023 | 0
3075 | 0 | 0 | 0 | 52.8858 | 0 | 0 | 26.4429 | 0 | 0 | 0 | 52.0744 | 0
3076 | 0 | 0 | 0 | 43.074 | 0 | 0 | 21.537 | 0 | 0 | 0 | 48.5144 | 0
3077 | 0 | 0 | 0 | 42.6769 | 0 | 0 | 21.3385 | 0 | 0 | 0 | 57.7072 | 0
3078 | 0 | 0 | 0 | 63.0993 | 0 | 0 | 31.5496 | 0 | 0 | 0 | 79.7168 | 0
3079 | 0 | 3.4 | 51 | 89.5546 | 0 | 0 | 44.7773 | 0 | 56.3 | 42.9 | 53.2237 | 0
3080 | 0.7 | 17.2 | 44.9 | 153.7222 | 1.5 | 0 | 76.8611 | 0 | 37.6 | 43 | 88.0057 | 0
3081 | 2.1 | 5.9 | 0 | 232.1301 | 3.2 | 0 | 116.065 | 0 | 0 | 43.2 | 95.0347 | 0
3082 | 3.5 | 0.4 | 0 | 262.5068 | 20.1 | 0 | 131.2534 | 0 | 0 | 43.4 | 90.2614 | 0
3083 | 3.5 | 0 | 0 | 258.1273 | 17.3 | 0 | 129.0637 | 0 | 0 | 43.4 | 55.2872 | 0
3084 | 2.8 | 0 | 0 | 262.2942 | 4 | 0 | 131.1471 | 0 | 0 | 43.3 | 105.3423 | 0
3085 | 1.4 | 0 | 6.9 | 257.2964 | 0 | 0 | 128.6482 | 0 | 75.1 | 43.1 | 235.3766 | 0
3086 | 2.1 | 0 | 6.4 | 257.1446 | 0 | 0 | 128.5723 | 0 | 37.6 | 43.2 | 167.3684 | 0
3087 | 3.5 | 0 | 0 | 249.4207 | 1 | 0 | 124.7103 | 0 | 0 | 43.4 | 175.4385 | 0
3088 | 2.8 | 0 | 0 | 228.3218 | 1.6 | 0 | 114.1609 | 0 | 0 | 43.3 | 180.0616 | 0
3089 | 2.1 | 0 | 0 | 178.5237 | 0 | 0 | 89.2619 | 0 | 0 | 43.2 | 133.679 | 0
3090 | 0.7 | 0 | 6.3 | 133.6091 | 0 | 0 | 66.8046 | 0 | 37.6 | 43 | 201.439 | 0
3091 | 0 | 0 | 3.4 | 108.1459 | 0 | 0 | 54.073 | 0 | 75.1 | 42.9 | 131.7789 | 0
3092 | 0 | 0 | 0 | 63.3336 | 0 | 0 | 31.6668 | 0 | 75.1 | 42.9 | 171.2865 | 0
3093 | 0 | 0 | 10.1 | 42.9525 | 0 | 0 | 21.4762 | 0 | 75.1 | 42.9 | 129.756 | 0
3094 | 0 | 0 | 23.3 | 42.575 | 0 | 0 | 21.2875 | 0 | 93.9 | 42.9 | 114.169 | 0
3095 | 0 | 0 | 0 | 42.9497 | 0 | 0 | 21.4748 | 0 | 0 | 0 | 121.8693 | 0
3096 | 0 | 0 | 0 | 41.2219 | 0 | 0 | 20.6109 | 0 | 0 | 0 | 104.2594 | 0
3097 | 0 | 0 | 0 | 41.9638 | 0 | 0 | 20.9819 | 0 | 0 | 0 | 71.5105 | 0
3098 | 0 | 0 | 0 | 43.1301 | 0 | 0 | 21.565 | 0 | 0 | 0 | 52.4201 | 0
3099 | 0 | 0 | 0 | 41.8966 | 0 | 0 | 20.9483 | 0 | 0 | 0 | 46.5645 | 0
3100 | 0 | 0 | 0 | 41.0982 | 0 | 0 | 20.5491 | 0 | 0 | 0 | 53.3389 | 0
3101 | 0 | 0 | 0 | 42.9249 | 0 | 0 | 21.4624 | 0 | 0 | 0 | 56.3222 | 0
3102 | 0 | 0 | 0 | 51.3266 | 0 | 0 | 25.6633 | 0 | 0 | 0 | 57.3617 | 0
3103 | 0 | 43.8 | 320.6 | 70.494 | 0 | 0 | 35.247 | 0 | 56.3 | 42.9 | 60.8179 | 0
3104 | 0.7 | 38 | 204.8 | 64.5572 | 18.7 | 0 | 32.2786 | 0 | 37.6 | 43 | 78.4018 | 0
3105 | 2.1 | 6.6 | 0 | 63.2756 | 19.3 | 0 | 31.6378 | 0 | 0 | 43.2 | 87.056 | 0
3106 | 3.5 | 0 | 0 | 60.5186 | 35.5 | 0 | 30.2593 | 0 | 0 | 43.4 | 64.4935 | 0
3107 | 3.5 | 0 | 0 | 60.8908 | 33.3 | 0 | 30.4454 | 0 | 0 | 43.4 | 92.2907 | 0
3108 | 2.8 | 0 | 0 | 59.0771 | 21.5 | 0 | 29.5386 | 0 | 0 | 43.3 | 93.8453 | 0
3109 | 1.4 | 0 | 24.6 | 58.3032 | 1.9 | 0 | 29.1516 | 0 | 75.1 | 43.1 | 72.7782 | 0
3110 | 2.1 | 0 | 40.1 | 55.2071 | 1.3 | 0 | 27.6036 | 0 | 37.6 | 43.2 | 60.9342 | 0
3111 | 3.5 | 0 | 0 | 54.6427 | 13.4 | 0 | 27.3214 | 0 | 0 | 43.4 | 76.9724 | 0
3112 | 2.8 | 0 | 0 | 58.5967 | 12.9 | 0 | 29.2984 | 0 | 0 | 43.3 | 99.7144 | 0
3113 | 2.1 | 0 | 0 | 58.5307 | 5.6 | 0 | 29.2654 | 0 | 0 | 43.2 | 69.5539 | 0
3114 | 0.7 | 0 | 32 | 56.9352 | 0 | 0 | 28.4676 | 0 | 37.6 | 43 | 109.0899 | 0
3115 | 0 | 0 | 14.5 | 57.6952 | 0 | 0 | 28.8476 | 0 | 75.1 | 42.9 | 222.5172 | 0
3116 | 0 | 0 | 6.6 | 54.1537 | 0 | 0 | 27.0768 | 0 | 75.1 | 42.9 | 226.8043 | 0
3117 | 0 | 0 | 38.1 | 44.7413 | 0 | 0 | 22.3707 | 0 | 75.1 | 42.9 | 176.0684 | 0
3118 | 0 | 0 | 67.2 | 41.5829 | 0 | 0 | 20.7915 | 0 | 93.9 | 42.9 | 157.2696 | 0
3119 | 0 | 0 | 0 | 41.4447 | 0 | 0 | 20.7223 | 0 | 0 | 0 | 133.7635 | 0
3120 | 0 | 0 | 0 | 41.6802 | 0 | 0 | 20.8401 | 0 | 0 | 0 | 80.7803 | 0
3121 | 0 | 0 | 0 | 41.0663 | 0 | 0 | 20.5331 | 0 | 0 | 0 | 57.8232 | 0
3122 | 0 | 0 | 0 | 42.0949 | 0 | 0 | 21.0475 | 0 | 0 | 0 | 55.8636 | 0
3123 | 0 | 0 | 0 | 41.2687 | 0 | 0 | 20.6343 | 0 | 0 | 0 | 47.021 | 0
3124 | 0 | 0 | 0 | 43.202 | 0 | 0 | 21.601 | 0 | 0 | 0 | 58.0546 | 0
3125 | 0 | 0 | 0 | 43.7425 | 0 | 0 | 21.8712 | 0 | 0 | 0 | 58.4022 | 0
3126 | 0 | 0 | 0 | 55.8868 | 0 | 0 | 27.9434 | 0 | 0 | 0 | 64.9548 | 0
3127 | 0 | 14.8 | 246.2 | 87.5729 | 0 | 0 | 43.7865 | 0 | 56.3 | 42.9 | 51.8434 | 0
3128 | 0.7 | 6.8 | 124.4 | 127.5272 | 14.6 | 0 | 63.7636 | 0 | 37.6 | 43 | 64.7252 | 0
3129 | 2.1 | 0 | 0 | 209.1893 | 2.6 | 0 | 104.5947 | 0 | 0 | 43.2 | 59.8959 | 0
3130 | 3.5 | 0 | 0 | 214.6502 | 2.4 | 0 | 107.3251 | 0 | 0 | 43.4 | 69.323 | 0
3131 | 3.5 | 0 | 0 | 209.2191 | 0 | 0 | 104.6095 | 0 | 0 | 43.4 | 71.7417 | 0
3132 | 2.8 | 0 | 0 | 205.4895 | 0 | 0 | 102.7447 | 0 | 0 | 43.3 | 114.7726 | 0
3133 | 1.4 | 0 | 0 | 201.6374 | 0 | 0 | 100.8187 | 0 | 75.1 | 43.1 | 185.7466 | 0
3134 | 2.1 | 0 | 0 | 197.1216 | 0 | 0 | 98.5608 | 0 | 37.6 | 43.2 | 110.8978 | 0
3135 | 3.5 | 0 | 0 | 193.3266 | 0 | 0 | 96.6633 | 0 | 0 | 43.4 | 61.7408 | 0
3136 | 2.8 | 0 | 0 | 162.9848 | 0 | 0 | 81.4924 | 0 | 0 | 43.3 | 56.9 | 0
3137 | 2.1 | 0 | 0 | 113.1716 | 0 | 0 | 56.5858 | 0 | 0 | 43.2 | 89.188 | 0
3138 | 0.7 | 0 | 0 | 78.142 | 0 | 0 | 39.071 | 0 | 37.6 | 43 | 106.6742 | 0
3139 | 0 | 0 | 0 | 53.9842 | 0 | 0 | 26.9921 | 0 | 75.1 | 42.9 | 161.1204 | 0
3140 | 0 | 0 | 0 | 42.5254 | 0 | 0 | 21.2627 | 0 | 75.1 | 42.9 | 130.3391 | 0
3141 | 0 | 0 | 0 | 40.836 | 0 | 0 | 20.418 | 0 | 75.1 | 42.9 | 239.2869 | 0
3142 | 0 | 0 | 0 | 42.0255 | 0 | 0 | 21.0127 | 0 | 93.9 | 42.9 | 188.46 | 0
3143 | 0 | 0 | 0 | 38.8113 | 0 | 0 | 19.4056 | 0 | 0 | 0 | 146.7736 | 0
3144 | 0 | 0 | 0 | 42.774 | 0 | 0 | 21.387 | 0 | 0 | 0 | 107.1513 | 0
3145 | 0 | 0 | 0 | 42.2961 | 0 | 0 | 21.148 | 0 | 0 | 0 | 72.5489 | 0
3146 | 0 | 0 | 0 | 41.6145 | 0 | 0 | 20.8073 | 0 | 0 | 0 | 53.3383 | 0
3147 | 0 | 0 | 0 | 42.1526 | 0 | 0 | 21.0763 | 0 | 0 | 0 | 47.3629 | 0
3148 | 0 | 0 | 0 | 42.8418 | 0 | 0 | 21.4209 | 0 | 0 | 0 | 62.7754 | 0
3149 | 0 | 0 | 0 | 43.1511 | 0 | 0 | 21.5756 | 0 | 0 | 0 | 52.1906 | 0
3150 | 0 | 0 | 0 | 43.506 | 0 | 0 | 21.753 | 0 | 0 | 0 | 60.8175 | 0
3151 | 0 | 21.7 | 247.6 | 62.4252 | 0 | 0 | 31.2126 | 0 | 56.3 | 42.9 | 100.0725 | 0
3152 | 0 | 33.5 | 223.5 | 66.4592 | 0 | 0 | 33.2296 | 0 | 37.6 | 42.9 | 66.5625 | 0
3153 | 0 | 26.3 | 0 | 65.5 | 0 | 0 | 32.75 | 0 | 0 | 42.9 | 81.2529 | 0
3154 | 0 | 22.2 | 0 | 62.9174 | 0 | 0 | 31.4587 | 0 | 0 | 42.9 | 189.5851 | 0
3155 | 0 | 15.5 | 0 | 64.4022 | 0 | 0 | 32.2011 | 0 | 0 | 42.9 | 158.9187 | 0
3156 | 0 | 8.9 | 0 | 68.3017 | 0 | 0 | 34.1508 | 0 | 0 | 42.9 | 214.9653 | 0
3157 | 0 | 4.5 | 201.3 | 72.2256 | 0 | 0 | 36.1128 | 0 | 75.1 | 42.9 | 97.4329 | 0
3158 | 0 | 1.1 | 167.6 | 77.3715 | 0 | 0 | 38.6858 | 0 | 37.6 | 42.9 | 184.6564 | 0
3159 | 0 | 1.3 | 0 | 84.7678 | 0 | 0 | 42.3839 | 0 | 0 | 42.9 | 160.548 | 0
3160 | 0 | 1 | 0 | 85.3725 | 0 | 0 | 42.6862 | 0 | 0 | 42.9 | 145.6611 | 0
3161 | 0 | 1.9 | 0 | 87.4967 | 0 | 0 | 43.7484 | 0 | 0 | 42.9 | 170.0588 | 0
3162 | 0 | 6.2 | 220.1 | 78.7761 | 0 | 0 | 39.3881 | 0 | 37.6 | 42.9 | 167.1791 | 0
3163 | 0 | 1.9 | 192.2 | 69.1251 | 0 | 0 | 34.5626 | 0 | 75.1 | 42.9 | 182.4579 | 0
3164 | 0 | 0 | 170.3 | 56.7849 | 0 | 0 | 28.3925 | 0 | 75.1 | 42.9 | 199.5906 | 0
3165 | 0 | 3 | 231.9 | 47.0242 | 0 | 0 | 23.5121 | 0 | 75.1 | 42.9 | 235.6601 | 0
3166 | 0 | 9.4 | 262.5 | 41.6765 | 0 | 0 | 20.8383 | 0 | 93.9 | 42.9 | 302.5056 | 0
3167 | 0 | 0 | 0 | 42.2381 | 0 | 0 | 21.119 | 0 | 0 | 0 | 178.9467 | 0
3168 | 0 | 0 | 0 | 41.8863 | 0 | 0 | 20.9432 | 0 | 0 | 0 | 98.3951 | 0
3169 | 0 | 0 | 2.1 | 44.0202 | 0 | 0 | 22.0101 | 0 | 0 | 0 | 68.5172 | 0
3170 | 0 | 0 | 8.9 | 41.2194 | 0 | 0 | 20.6097 | 0 | 0 | 0 | 57.5936 | 0
3171 | 0 | 3.4 | 18.7 | 44.5554 | 0 | 0 | 22.2777 | 0 | 0 | 0 | 46.9056 | 0
3172 | 0 | 9.1 | 35.4 | 40.1213 | 0 | 0 | 20.0607 | 0 | 0 | 0 | 46.7911 | 0
3173 | 0 | 14 | 62.2 | 43.1443 | 0 | 0 | 21.5722 | 0 | 0 | 0 | 61.5082 | 0
3174 | 0 | 14.6 | 70.9 | 48.0522 | 0 | 0 | 24.0261 | 0 | 0 | 0 | 66.561 | 0
3175 | 0 | 118.6 | 496.5 | 54.4683 | 0 | 0 | 27.2341 | 0 | 56.3 | 42.9 | 51.5004 | 0
3176 | 0 | 47.3 | 322.8 | 53.6876 | 0 | 0 | 26.8438 | 0 | 37.6 | 42.9 | 75.2081 | 0
3177 | 0 | 4.2 | 0 | 54.5643 | 0 | 0 | 27.2822 | 0 | 0 | 42.9 | 55.749 | 0
3178 | 0 | 0 | 0 | 51.6306 | 0 | 0 | 25.8153 | 0 | 0 | 42.9 | 84.8056 | 0
3179 | 0 | 0 | 0 | 50.9339 | 0 | 0 | 25.467 | 0 | 0 | 42.9 | 64.6106 | 0
3180 | 0 | 0 | 0 | 51.9477 | 0 | 0 | 25.9738 | 0 | 0 | 42.9 | 269.3723 | 0
3181 | 0 | 0 | 2.8 | 51.7465 | 0 | 0 | 25.8733 | 0 | 75.1 | 42.9 | 142.3428 | 0
3182 | 0 | 0 | 0 | 51.502 | 0 | 0 | 25.751 | 0 | 37.6 | 42.9 | 228.5528 | 0
3183 | 0 | 0 | 0 | 49.6781 | 0 | 0 | 24.839 | 0 | 0 | 42.9 | 132.7339 | 0
3184 | 0 | 0 | 0 | 50.1668 | 0 | 0 | 25.0834 | 0 | 0 | 42.9 | 87.6442 | 0
3185 | 0 | 0 | 0 | 53.3656 | 0 | 0 | 26.6828 | 0 | 0 | 42.9 | 107.1504 | 0
3186 | 0 | 0 | 0 | 54.9149 | 0 | 0 | 27.4574 | 0 | 37.6 | 42.9 | 137.6859 | 0
3187 | 0 | 0 | 0 | 46.3188 | 0 | 0 | 23.1594 | 0 | 75.1 | 42.9 | 182.8143 | 0
3188 | 0 | 0 | 0 | 45.5298 | 0 | 0 | 22.7649 | 0 | 75.1 | 42.9 | 174.1357 | 0
3189 | 0 | 0 | 0 | 44.6171 | 0 | 0 | 22.3085 | 0 | 75.1 | 42.9 | 128.9199 | 0
3190 | 0 | 0 | 0 | 43.6954 | 0 | 0 | 21.8477 | 0 | 93.9 | 42.9 | 146.5563 | 0
3191 | 0 | 0 | 0 | 42.4005 | 0 | 0 | 21.2002 | 0 | 0 | 0 | 107.2726 | 0
3192 | 0 | 0 | 0 | 43.241 | 0 | 0 | 21.6205 | 0 | 0 | 0 | 71.5109 | 0
3193 | 0 | 0 | 0 | 42.2954 | 0 | 0 | 21.1477 | 0 | 0 | 0 | 54.0258 | 0
3194 | 0 | 0 | 0 | 41.887 | 0 | 0 | 20.9435 | 0 | 0 | 0 | 47.939 | 0
3195 | 0 | 0 | 0 | 42.5322 | 0 | 0 | 21.2661 | 0 | 0 | 0 | 52.9932 | 0
3196 | 0 | 0 | 0 | 41.4961 | 0 | 0 | 20.7481 | 0 | 0 | 0 | 47.594 | 0
3197 | 0 | 0 | 0 | 44.2495 | 0 | 0 | 22.1247 | 0 | 0 | 0 | 65.7557 | 0
3198 | 0 | 0 | 0 | 58.3767 | 0 | 0 | 29.1883 | 0 | 0 | 0 | 73.9316 | 0
3199 | 0 | 6.6 | 177.1 | 97.8131 | 0 | 0 | 48.9065 | 0 | 56.3 | 42.9 | 80.4228 | 0
3200 | 0.7 | 8.4 | 95.3 | 183.5628 | 0 | 0 | 91.7814 | 0 | 37.6 | 43 | 51.9591 | 0
3201 | 2.1 | 0 | 0 | 269.1655 | 0 | 0 | 134.5828 | 0 | 0 | 43.2 | 58.0562 | 0
3202 | 3.5 | 0 | 0 | 322.1344 | 0 | 0 | 161.0672 | 0 | 0 | 43.4 | 125.4851 | 0
3203 | 3.5 | 0 | 0 | 317.4874 | 0 | 0 | 158.7437 | 0 | 0 | 43.4 | 74.971 | 0
3204 | 2.8 | 0 | 0 | 298.1944 | 0 | 0 | 149.0972 | 0 | 0 | 43.3 | 81.0171 | 0
3205 | 1.4 | 0 | 0 | 299.1992 | 0 | 0 | 149.5996 | 0 | 75.1 | 43.1 | 68.632 | 0
3206 | 2.1 | 0 | 0 | 322.0101 | 0 | 0 | 161.005 | 0 | 37.6 | 43.2 | 89.7857 | 0
3207 | 3.5 | 0 | 0 | 255.7285 | 0 | 0 | 127.8643 | 0 | 0 | 43.4 | 98.8734 | 0
3208 | 2.8 | 0 | 0 | 204.7624 | 0 | 0 | 102.3812 | 0 | 0 | 43.3 | 130.5451 | 0
3209 | 2.1 | 0 | 0 | 167.6464 | 0 | 0 | 83.8232 | 0 | 0 | 43.2 | 275.2344 | 0
3210 | 0.7 | 0 | 0 | 153.4073 | 0 | 0.6 | 76.7036 | 0 | 37.6 | 43 | 202.1783 | 0
3211 | 0 | 0 | 0 | 109.9686 | 0 | 0 | 54.9843 | 0 | 75.1 | 42.9 | 201.0664 | 0
3212 | 0 | 0 | 0 | 57.1956 | 0 | 0 | 28.5978 | 0 | 75.1 | 42.9 | 208.9784 | 0
3213 | 0 | 0 | 0 | 43.625 | 0 | 0 | 21.8125 | 0 | 75.1 | 42.9 | 204.9747 | 0
3214 | 0 | 0 | 0 | 42.8796 | 0 | 0 | 21.4398 | 0 | 93.9 | 42.9 | 138.076 | 0
3215 | 0 | 0 | 0 | 39.6202 | 0 | 0 | 19.8101 | 0 | 0 | 0 | 98.7564 | 0
3216 | 0 | 0 | 0 | 43.7682 | 0 | 0 | 21.8841 | 0 | 0 | 0 | 71.8575 | 0
3217 | 0 | 0 | 0 | 41.5916 | 0 | 0 | 20.7958 | 0 | 0 | 0 | 60.2412 | 0
3218 | 0 | 0 | 0 | 41.1723 | 0 | 0 | 20.5861 | 0 | 0 | 0 | 53.225 | 0
3219 | 0 | 0 | 0 | 40.2971 | 0 | 0 | 20.1485 | 0 | 0 | 0 | 45.8801 | 0
3220 | 0 | 0 | 0 | 42.6435 | 0 | 0 | 21.3217 | 0 | 0 | 0 | 50.0066 | 0
3221 | 0 | 0 | 0 | 39.9574 | 0 | 0 | 19.9787 | 0 | 0 | 0 | 54.8279 | 0
3222 | 0 | 0 | 0 | 59.7168 | 0 | 0 | 29.8584 | 0 | 0 | 0 | 67.1391 | 0
3223 | 0 | 0 | 18 | 104.2511 | 0 | 0 | 52.1256 | 0 | 56.3 | 42.9 | 70.3581 | 0
3224 | 0.7 | 0 | 2.3 | 170.7084 | 0 | 0 | 85.3542 | 0 | 37.6 | 43 | 72.4339 | 0
3225 | 2.1 | 0 | 0 | 263.6291 | 0 | 0 | 131.8145 | 0 | 0 | 43.2 | 95.7512 | 0
3226 | 3.5 | 0 | 0 | 321.6013 | 0 | 0 | 160.8007 | 0 | 0 | 43.4 | 63.2324 | 0
3227 | 3.5 | 0 | 0 | 265.2431 | 0 | 0 | 132.6216 | 0 | 0 | 43.4 | 85.0414 | 0
3228 | 2.8 | 0 | 0 | 251.6093 | 0 | 3.5 | 125.8047 | 0 | 0 | 43.3 | 118.0265 | 0
3229 | 1.4 | 0 | 0 | 232.2286 | 0 | 28.1 | 116.1143 | 0.2 | 75.1 | 43.1 | 193.6998 | 0
3230 | 2.1 | 0 | 0 | 224.1471 | 0 | 56.5 | 112.0736 | 6.9 | 37.6 | 43.2 | 122.0235 | 0
3231 | 3.5 | 0 | 0 | 214.8507 | 0 | 86 | 107.4253 | 29.2 | 0 | 43.4 | 129.7077 | 0
3232 | 2.8 | 0 | 0 | 173.4351 | 0 | 115.3 | 86.7176 | 39.9 | 0 | 43.3 | 103.6557 | 0
3233 | 2.1 | 0 | 0 | 123.3405 | 0 | 140.8 | 61.6702 | 50.7 | 0 | 43.2 | 244.0682 | 0
3234 | 0.7 | 0 | 0 | 86.4715 | 0 | 151.6 | 43.2357 | 46.2 | 37.6 | 43 | 178.5571 | 0
3235 | 0 | 0 | 0 | 62.0372 | 0 | 74.5 | 31.0186 | 0 | 75.1 | 42.9 | 373.374 | 2.4
3236 | 0 | 0 | 0 | 44.0353 | 0 | 4.7 | 22.0177 | 0 | 75.1 | 42.9 | 325.9086 | 0
3237 | 0 | 0 | 0 | 41.4475 | 0 | 0 | 20.7237 | 0 | 75.1 | 42.9 | 358.9342 | 0
3238 | 0 | 0 | 0 | 41.71 | 0 | 0 | 20.855 | 0 | 93.9 | 42.9 | 276.7069 | 0
3239 | 0 | 0 | 0 | 40.576 | 0 | 0 | 20.288 | 0 | 0 | 0 | 178.5004 | 0
3240 | 0 | 0 | 0 | 44.1367 | 0 | 0 | 22.0683 | 0 | 0 | 0 | 128.6738 | 0
3241 | 0 | 0 | 0 | 42.028 | 0 | 0 | 21.014 | 0 | 0 | 0 | 67.255 | 0
3242 | 0 | 0 | 0 | 41.6725 | 0 | 0 | 20.8362 | 0 | 0 | 0 | 57.5927 | 0
3243 | 0 | 0 | 0 | 39.9977 | 0 | 0 | 19.9988 | 0 | 0 | 0 | 57.593 | 0
3244 | 0 | 0 | 0 | 42.5868 | 0 | 0 | 21.2934 | 0 | 0 | 0 | 57.9395 | 0
3245 | 0 | 0 | 0 | 42.0122 | 0 | 0 | 21.0061 | 0 | 0 | 0 | 60.1259 | 0
3246 | 0 | 0 | 0 | 58.0593 | 0 | 0 | 29.0297 | 0 | 0 | 0 | 85.8655 | 0
3247 | 0 | 0 | 0 | 106.8157 | 0 | 0 | 53.4079 | 0 | 56.3 | 42.9 | 90.1452 | 0
3248 | 0.7 | 0 | 0 | 153.2539 | 0 | 0 | 76.6269 | 0 | 37.6 | 43 | 57.3632 | 0
3249 | 2.1 | 0 | 0 | 228.7079 | 0 | 0 | 114.354 | 0 | 0 | 43.2 | 93.7268 | 0
3250 | 3.5 | 0 | 0 | 267.3813 | 0 | 0 | 133.6906 | 0 | 0 | 43.4 | 209.7245 | 0
3251 | 3.5 | 0 | 0 | 278.6203 | 0 | 3.4 | 139.3102 | 0 | 0 | 43.4 | 166.5761 | 0
3252 | 2.8 | 0 | 0 | 233.3121 | 0 | 25.3 | 116.6561 | 1.7 | 0 | 43.3 | 89.7869 | 0
3253 | 1.4 | 0 | 0 | 214.4738 | 0 | 56.6 | 107.2369 | 7.7 | 75.1 | 43.1 | 185.5447 | 0
3254 | 2.1 | 0 | 0 | 209.9678 | 0 | 84.1 | 104.9839 | 19.5 | 37.6 | 43.2 | 142.3457 | 0
3255 | 3.5 | 0 | 0 | 188.7378 | 0 | 105.2 | 94.3689 | 40.2 | 0 | 43.4 | 224.7642 | 0
3256 | 2.8 | 0 | 0 | 147.1893 | 0 | 129.3 | 73.5947 | 51.2 | 0 | 43.3 | 167.8586 | 0
3257 | 2.1 | 0 | 0 | 106.8445 | 0 | 151.1 | 53.4223 | 65.9 | 0 | 43.2 | 141.2596 | 0
3258 | 0.7 | 0 | 0 | 87.4257 | 0 | 158.6 | 43.7129 | 61.2 | 37.6 | 43 | 106.4284 | 26.4
3259 | 0 | 0 | 0 | 58.4244 | 0 | 82.3 | 29.2122 | 0 | 75.1 | 42.9 | 138.1115 | 33.7
3260 | 0 | 0 | 0 | 45.0881 | 0 | 11 | 22.5441 | 0 | 75.1 | 42.9 | 197.2453 | 7.4
3261 | 0 | 0 | 0 | 43.6331 | 0 | 0.2 | 21.8165 | 0 | 75.1 | 42.9 | 149.3717 | 0
3262 | 0 | 0 | 0 | 41.4261 | 0 | 0 | 20.7131 | 0 | 93.9 | 42.9 | 154.6157 | 0
3263 | 0 | 0 | 0 | 43.4471 | 0 | 0 | 21.7236 | 0 | 0 | 0 | 137.5553 | 0
3264 | 0 | 0 | 0 | 41.9365 | 0 | 0 | 20.9683 | 0 | 0 | 0 | 94.7981 | 0
3265 | 0 | 0 | 0 | 41.3864 | 0 | 0 | 20.6932 | 0 | 0 | 0 | 78.1669 | 0
3266 | 0 | 0 | 0 | 39.8328 | 0 | 0 | 19.9164 | 0 | 0 | 0 | 80.306 | 0
3267 | 0 | 0 | 0 | 40.8757 | 0 | 0 | 20.4378 | 0 | 0 | 0 | 77.9259 | 0
3268 | 0 | 0 | 0 | 43.1074 | 0 | 0 | 21.5537 | 0 | 0 | 0 | 81.7253 | 0
3269 | 0 | 0 | 0 | 42.7179 | 0 | 0 | 21.3589 | 0 | 0 | 0 | 76.4967 | 0
3270 | 0 | 0 | 0 | 62.781 | 0 | 0 | 31.3905 | 0 | 0 | 0 | 72.0867 | 0
3271 | 0 | 0 | 0 | 91.6639 | 0 | 0 | 45.832 | 0 | 56.3 | 42.9 | 60.5865 | 0
3272 | 0.7 | 0 | 0 | 154.6597 | 0 | 0 | 77.3298 | 0 | 37.6 | 43 | 50.8116 | 0
3273 | 2.1 | 0 | 0 | 239.5574 | 0 | 0 | 119.7787 | 0 | 0 | 43.2 | 62.0858 | 0
3274 | 3.5 | 0 | 0 | 298.3943 | 0 | 2.3 | 149.1972 | 0 | 0 | 43.4 | 50.8113 | 0
3275 | 3.5 | 0 | 0 | 266.1311 | 0 | 19.1 | 133.0655 | 2.7 | 0 | 43.4 | 93.0067 | 0
3276 | 2.8 | 0 | 0 | 246.7925 | 0 | 52.4 | 123.3963 | 23.7 | 0 | 43.3 | 66.7927 | 0
3277 | 1.4 | 0 | 0 | 226.5335 | 0 | 94.5 | 113.2668 | 40.4 | 75.1 | 43.1 | 169.0879 | 4
3278 | 2.1 | 0 | 0 | 219.6597 | 0 | 122.5 | 109.8299 | 52.6 | 37.6 | 43.2 | 127.9092 | 14
3279 | 3.5 | 0 | 0 | 196.5618 | 0 | 145.1 | 98.2809 | 73.9 | 0 | 43.4 | 145.9941 | 0
3280 | 2.8 | 0 | 0 | 156.4566 | 0 | 171.3 | 78.2283 | 86.8 | 0 | 43.3 | 96.714 | 0
3281 | 2.1 | 0 | 0 | 107.8171 | 0 | 193.6 | 53.9085 | 99.6 | 0 | 43.2 | 62.2006 | 0
3282 | 0.7 | 0 | 0 | 79.4396 | 0 | 200.7 | 39.7198 | 90 | 37.6 | 43 | 71.3955 | 143.6
3283 | 0 | 0 | 0 | 58.4567 | 0 | 119.7 | 29.2283 | 3.9 | 75.1 | 42.9 | 148.9789 | 146.2
3284 | 0 | 0 | 0 | 44.009 | 0 | 32.9 | 22.0045 | 0 | 75.1 | 42.9 | 165.9151 | 59.3
3285 | 0 | 0 | 0 | 40.584 | 0 | 10.3 | 20.292 | 0 | 75.1 | 42.9 | 182.5467 | 17.6
3286 | 0 | 0 | 0 | 43.2664 | 0 | 0.5 | 21.6332 | 0 | 93.9 | 42.9 | 171.0479 | 6.6
3287 | 0 | 0 | 0 | 41.1478 | 0 | 0 | 20.5739 | 0 | 0 | 0 | 118.6215 | 0
3288 | 0 | 0 | 0 | 42.3652 | 0 | 0 | 21.1826 | 0 | 0 | 0 | 71.5121 | 0
3289 | 0 | 0 | 0 | 41.9223 | 0 | 0 | 20.9611 | 0 | 0 | 0 | 63.9228 | 0
3290 | 0 | 0 | 0 | 42.0472 | 0 | 0 | 21.0236 | 0 | 0 | 0 | 56.5521 | 0
3291 | 0 | 0 | 0 | 42.9537 | 0 | 0 | 21.4769 | 0 | 0 | 0 | 51.4998 | 0
3292 | 0 | 0 | 0 | 43.0423 | 0 | 0 | 21.5212 | 0 | 0 | 0 | 50.4665 | 0
3293 | 0 | 0 | 0 | 44.2501 | 0 | 0 | 22.1251 | 0 | 0 | 0 | 56.3201 | 0
3294 | 0 | 0 | 0 | 58.5007 | 0 | 0 | 29.2503 | 0 | 0 | 0 | 56.7844 | 0
3295 | 0 | 0 | 0 | 93.3713 | 0 | 0 | 46.6856 | 0 | 56.3 | 42.9 | 49.8937 | 0
3296 | 0.7 | 0 | 0 | 145.8083 | 0 | 0 | 72.9042 | 0 | 37.6 | 43 | 55.7487 | 0
3297 | 2.1 | 0 | 0 | 212.6834 | 0 | 0 | 106.3417 | 0 | 0 | 43.2 | 58.1707 | 0
3298 | 3.5 | 0 | 0 | 262.7901 | 0 | 0 | 131.3951 | 0 | 0 | 43.4 | 79.1221 | 0
3299 | 3.5 | 0 | 0 | 260.2738 | 0 | 4 | 130.1369 | 0.1 | 0 | 43.4 | 97.5497 | 0
3300 | 2.8 | 0 | 0 | 214.3343 | 0 | 15.1 | 107.1672 | 13.3 | 0 | 43.3 | 79.4745 | 0
3301 | 1.4 | 0 | 0 | 207.42 | 0 | 36.5 | 103.71 | 28.4 | 75.1 | 43.1 | 109.3277 | 0
3302 | 2.1 | 0 | 0 | 200.2378 | 0 | 50.7 | 100.1189 | 34.6 | 37.6 | 43.2 | 191.12 | 0.3
3303 | 3.5 | 0 | 0 | 186.8312 | 0 | 56.7 | 93.4156 | 47.9 | 0 | 43.4 | 115.6585 | 0
3304 | 2.8 | 0 | 0 | 149.3845 | 0 | 63.6 | 74.6923 | 62.4 | 0 | 43.3 | 113.323 | 0
3305 | 2.1 | 0 | 0 | 108.3678 | 0 | 66.5 | 54.1839 | 81.8 | 0 | 43.2 | 226.1055 | 0
3306 | 0.7 | 0 | 0 | 81.1216 | 0 | 58.1 | 40.5608 | 80.7 | 37.6 | 43 | 124.8046 | 10
3307 | 0 | 0 | 0 | 64.3182 | 0 | 10.9 | 32.1591 | 1.3 | 75.1 | 42.9 | 156.7328 | 8.6
3308 | 0 | 0 | 0 | 55.2865 | 0 | 0 | 27.6432 | 0 | 75.1 | 42.9 | 228.5111 | 0
3309 | 0 | 0 | 0 | 41.4475 | 0 | 0 | 20.7237 | 0 | 75.1 | 42.9 | 239.7107 | 0
3310 | 0 | 0 | 0 | 40.6361 | 0 | 0 | 20.3181 | 0 | 93.9 | 42.9 | 179.3544 | 0
3311 | 0 | 0 | 0 | 42.7169 | 0 | 0 | 21.3585 | 0 | 0 | 0 | 102.8219 | 0
3312 | 0 | 0 | 0 | 42.0401 | 0 | 0 | 21.02 | 0 | 0 | 0 | 93.9639 | 0
3313 | 0 | 0 | 0 | 42.4538 | 0 | 0 | 21.2269 | 0 | 0 | 0 | 76.149 | 0
3314 | 0 | 0 | 0 | 43.6365 | 0 | 0 | 21.8182 | 0 | 0 | 0 | 60.1272 | 0
3315 | 0 | 0 | 0 | 41.2185 | 0 | 0 | 20.6092 | 0 | 0 | 0 | 49.662 | 0
3316 | 0 | 0 | 0 | 42.5263 | 0 | 0 | 21.2632 | 0 | 0 | 0 | 55.0578 | 0
3317 | 0 | 0 | 0 | 44.1088 | 0 | 0 | 22.0544 | 0 | 0 | 0 | 55.6341 | 0
3318 | 0 | 0 | 0 | 48.7462 | 0 | 0 | 24.3731 | 0 | 0 | 0 | 68.2876 | 0
3319 | 0 | 0 | 0 | 59.9465 | 0 | 0 | 29.9732 | 0 | 56.3 | 42.9 | 55.5187 | 0
3320 | 0 | 0 | 0 | 62.1404 | 0 | 0 | 31.0702 | 0 | 37.6 | 42.9 | 58.9788 | 0
3321 | 0 | 0 | 0 | 58.2908 | 0 | 0 | 29.1454 | 0 | 0 | 42.9 | 48.8603 | 0
3322 | 0 | 0 | 0 | 56.0603 | 0 | 0 | 28.0302 | 0 | 0 | 42.9 | 56.3207 | 0
3323 | 0 | 0 | 0 | 51.8234 | 0 | 4.2 | 25.9117 | 0 | 0 | 42.9 | 66.1008 | 0
3324 | 0 | 0 | 0 | 55.6475 | 0 | 21.8 | 27.8238 | 1.6 | 0 | 42.9 | 157.7968 | 0
3325 | 0 | 0 | 0 | 53.2809 | 0 | 48.3 | 26.6405 | 12.3 | 75.1 | 42.9 | 133.1965 | 0.8
3326 | 0 | 0 | 0 | 51.2854 | 0 | 77 | 25.6427 | 20.8 | 37.6 | 42.9 | 101.622 | 3.9
3327 | 0 | 0 | 0 | 53.0104 | 0 | 102.3 | 26.5052 | 28.1 | 0 | 42.9 | 92.8877 | 0
3328 | 0 | 0 | 0 | 52.8873 | 0 | 127.4 | 26.4437 | 34.9 | 0 | 42.9 | 94.7995 | 0
3329 | 0 | 0 | 0 | 53.2834 | 0 | 145.5 | 26.6417 | 41.9 | 0 | 42.9 | 169.4722 | 0
3330 | 0 | 0 | 0 | 48.7728 | 0 | 152.3 | 24.3864 | 44.4 | 37.6 | 42.9 | 114.8952 | 89
3331 | 0 | 0 | 0 | 45.7492 | 0 | 110 | 22.8746 | 37.7 | 75.1 | 42.9 | 137.3381 | 99.9
3332 | 0 | 0 | 0 | 44.657 | 0 | 27.8 | 22.3285 | 3.6 | 75.1 | 42.9 | 171.9156 | 37.8
3333 | 0 | 0 | 0 | 43.9386 | 0 | 9.5 | 21.9693 | 0.5 | 75.1 | 42.9 | 183.1466 | 11.9
3334 | 0 | 0 | 0 | 44.746 | 0 | 1.2 | 22.373 | 0 | 93.9 | 42.9 | 139.9443 | 4.9
3335 | 0 | 0 | 0 | 40.558 | 0 | 0 | 20.279 | 0 | 0 | 0 | 146.5153 | 0
3336 | 0 | 0 | 0 | 41.2702 | 0 | 0 | 20.6351 | 0 | 0 | 0 | 121.2831 | 0
3337 | 0 | 0 | 0 | 43.2531 | 0 | 0 | 21.6265 | 0 | 0 | 0 | 53.6833 | 0
3338 | 0 | 0 | 0 | 42.848 | 0 | 0 | 21.424 | 0 | 0 | 0 | 51.9609 | 0
3339 | 0 | 0 | 0 | 43.6591 | 0 | 0 | 21.8295 | 0 | 0 | 0 | 47.7086 | 0
3340 | 0 | 0 | 0 | 40.4275 | 0 | 0 | 20.2138 | 0 | 0 | 0 | 47.7084 | 0
3341 | 0 | 0 | 0 | 39.9149 | 0 | 0 | 19.9575 | 0 | 0 | 0 | 55.4035 | 0
3342 | 0 | 0 | 0 | 51.5305 | 0 | 0 | 25.7653 | 0 | 0 | 0 | 58.9778 | 0
3343 | 0 | 0 | 0 | 71.095 | 0 | 0 | 35.5475 | 0 | 56.3 | 42.9 | 54.3698 | 0
3344 | 0 | 0 | 0 | 71.1099 | 0 | 0 | 35.5549 | 0 | 37.6 | 42.9 | 55.5172 | 0
3345 | 0 | 0 | 0 | 68.2415 | 0 | 10.5 | 34.1208 | 7.1 | 0 | 42.9 | 61.0479 | 0
3346 | 0 | 0 | 0 | 66.9544 | 0 | 34.8 | 33.4772 | 21.6 | 0 | 42.9 | 88.7215 | 0
3347 | 0 | 0 | 0 | 64.1744 | 0 | 66.6 | 32.0872 | 30.9 | 0 | 42.9 | 242.6852 | 0
3348 | 0 | 0 | 0 | 58.0271 | 0 | 100.6 | 29.0135 | 39.4 | 0 | 42.9 | 104.6152 | 0
3349 | 0 | 0 | 0 | 57.7463 | 0 | 133.4 | 28.8732 | 49.7 | 75.1 | 42.9 | 99.5928 | 189.8
3350 | 0 | 0 | 0 | 57.1382 | 0 | 155.8 | 28.5691 | 56.2 | 37.6 | 42.9 | 83.9718 | 200.6
3351 | 0 | 0 | 0 | 55.3528 | 0 | 171.4 | 27.6764 | 63.2 | 0 | 42.9 | 82.7916 | 0
3352 | 0 | 0 | 0 | 56.5423 | 0 | 188.3 | 28.2711 | 70.4 | 0 | 42.9 | 68.288 | 0
3353 | 0 | 0 | 0 | 58.4216 | 0 | 200.8 | 29.2108 | 73.1 | 0 | 42.9 | 50.5814 | 0
3354 | 0 | 0 | 0 | 55.0816 | 0 | 210.5 | 27.5408 | 70.8 | 37.6 | 42.9 | 129.0614 | 391.2
3355 | 0 | 0 | 0 | 49.3437 | 0 | 194.4 | 24.6718 | 61.4 | 75.1 | 42.9 | 175.6185 | 398.2
3356 | 0 | 0 | 0 | 46.1183 | 0 | 88.4 | 23.0592 | 24.1 | 75.1 | 42.9 | 173.5833 | 283.2
3357 | 0 | 0 | 0 | 43.3678 | 0 | 62.7 | 21.6839 | 18.1 | 75.1 | 42.9 | 154.0252 | 194.1
3358 | 0 | 0 | 0 | 41.2529 | 0 | 43.5 | 20.6264 | 11.7 | 93.9 | 42.9 | 150.8864 | 149.9
3359 | 0 | 0 | 0 | 41.9167 | 0 | 0 | 20.9584 | 5 | 0 | 0 | 153.5263 | 0
3360 | 0 | 0 | 0 | 42.2375 | 0 | 0 | 21.1187 | 0.4 | 0 | 0 | 102.0989 | 0
3361 | 0 | 0 | 0 | 42.3156 | 0 | 0 | 21.1578 | 0 | 0 | 0 | 64.9555 | 0
3362 | 0 | 0 | 0 | 42.2669 | 0 | 0 | 21.1335 | 0 | 0 | 0 | 67.024 | 0
3363 | 0 | 0 | 0 | 41.5752 | 0 | 0 | 20.7876 | 0 | 0 | 0 | 59.0933 | 0
3364 | 0 | 0 | 0 | 43.4149 | 0 | 0 | 21.7074 | 0 | 0 | 0 | 72.0871 | 0
3365 | 0 | 0 | 0 | 42.1566 | 0 | 0 | 21.0783 | 0 | 0 | 0 | 54.3693 | 0
3366 | 0 | 0 | 0 | 45.5654 | 0 | 0 | 22.7827 | 0 | 0 | 0 | 63.5788 | 0
3367 | 0 | 0 | 0 | 48.3479 | 0 | 0 | 24.174 | 11.7 | 56.3 | 42.9 | 57.5939 | 5.4
3368 | 0.7 | 0 | 0 | 56.1192 | 0 | 7.7 | 28.0596 | 140.2 | 37.6 | 43 | 99.7152 | 6.2
3369 | 2.1 | 0 | 0 | 55.7718 | 0 | 28.2 | 27.8859 | 145.9 | 0 | 43.2 | 71.8567 | 0
3370 | 3.5 | 0 | 0 | 56.0219 | 0 | 48.6 | 28.011 | 183.7 | 0 | 43.4 | 52.5341 | 0
3371 | 3.5 | 0 | 0 | 56.9861 | 0 | 53.4 | 28.493 | 196.9 | 0 | 43.4 | 88.0069 | 0
3372 | 2.8 | 0 | 0 | 55.165 | 0 | 104.2 | 27.5825 | 180.9 | 0 | 43.3 | 60.1275 | 0
3373 | 1.4 | 0 | 0 | 53.5047 | 0 | 170.3 | 26.7524 | 149.9 | 75.1 | 43.1 | 70.4743 | 231.3
3374 | 2.1 | 0 | 0 | 53.166 | 0 | 215.6 | 26.583 | 163.7 | 37.6 | 43.2 | 156.929 | 266.5
3375 | 3.5 | 0 | 0 | 58.8865 | 0 | 228.5 | 29.4433 | 187.2 | 0 | 43.4 | 259.3026 | 0
3376 | 2.8 | 0 | 0 | 60.3224 | 0 | 202.5 | 30.1612 | 162.2 | 0 | 43.3 | 96.3481 | 0
3377 | 2.1 | 0 | 0 | 62.971 | 0 | 183.4 | 31.4855 | 143 | 0 | 43.2 | 87.6418 | 0
3378 | 0.7 | 0 | 0 | 56.2791 | 0 | 156.2 | 28.1396 | 112.1 | 37.6 | 43 | 115.1354 | 280
3379 | 0 | 0 | 0 | 48.1675 | 0 | 75.9 | 24.0838 | 9.8 | 75.1 | 42.9 | 134.7734 | 269.8
3380 | 0 | 0 | 0 | 43.462 | 0 | 27.8 | 21.731 | 0 | 75.1 | 42.9 | 194.0389 | 184.7
3381 | 0 | 0 | 0 | 43.1229 | 0 | 16.9 | 21.5615 | 0 | 75.1 | 42.9 | 201.7274 | 110.2
3382 | 0 | 0 | 0 | 41.8036 | 0 | 8.9 | 20.9018 | 0 | 93.9 | 42.9 | 137.8428 | 69.4
3383 | 0 | 0 | 0 | 39.1156 | 0 | 0 | 19.5578 | 0 | 0 | 0 | 112.9659 | 0
3384 | 0 | 0 | 0 | 40.3693 | 0 | 0 | 20.1846 | 0 | 0 | 0 | 134.8316 | 0
3385 | 0 | 0 | 0 | 43.2999 | 0 | 0 | 21.6499 | 0 | 0 | 0 | 70.1287 | 0
3386 | 0 | 0 | 0 | 40.4322 | 0 | 0 | 20.2161 | 0 | 0 | 0 | 57.9386 | 0
3387 | 0 | 0 | 0 | 41.8622 | 0 | 0 | 20.9311 | 0 | 0 | 0 | 55.633 | 0
3388 | 0 | 0 | 0 | 42.8985 | 0 | 0 | 21.4493 | 0 | 0 | 0 | 53.2245 | 0
3389 | 0 | 0 | 0 | 40.2503 | 0 | 0 | 20.1251 | 0 | 0 | 0 | 58.2855 | 0
3390 | 0 | 0 | 0 | 62.0691 | 0 | 0 | 31.0346 | 0 | 0 | 0 | 58.7499 | 0
3391 | 0 | 0 | 0 | 88.2542 | 0 | 0 | 44.1271 | 0 | 56.3 | 42.9 | 52.0752 | 0
3392 | 0.7 | 0 | 0 | 119.7228 | 0 | 0 | 59.8614 | 30.4 | 37.6 | 43 | 76.7324 | 0
3393 | 2.1 | 0 | 0 | 161.2514 | 0 | 0 | 80.6257 | 22.9 | 0 | 43.2 | 59.3219 | 0
3394 | 3.5 | 0 | 0 | 197.9323 | 0 | 4.6 | 98.9662 | 32.2 | 0 | 43.4 | 49.2037 | 0
3395 | 3.5 | 0 | 0 | 208.8524 | 0 | 15.8 | 104.4262 | 39 | 0 | 43.4 | 60.3588 | 0
3396 | 2.8 | 0 | 0 | 212.406 | 0 | 33.4 | 106.203 | 54.4 | 0 | 43.3 | 62.7761 | 0
3397 | 1.4 | 0 | 0 | 223.9816 | 0 | 64.7 | 111.9908 | 47.9 | 75.1 | 43.1 | 105.4607 | 34.5
3398 | 2.1 | 0 | 0 | 228.2018 | 0 | 89.5 | 114.1009 | 48.9 | 37.6 | 43.2 | 166.6854 | 50
3399 | 3.5 | 0 | 0 | 212.384 | 0 | 114.6 | 106.192 | 61 | 0 | 43.4 | 170.2625 | 0
3400 | 2.8 | 0 | 0 | 176.1903 | 0 | 142.7 | 88.0952 | 56.9 | 0 | 43.3 | 177.8452 | 0
3401 | 2.1 | 0 | 0 | 134.41 | 0 | 162.6 | 67.205 | 67.7 | 0 | 43.2 | 122.442 | 0
3402 | 0.7 | 0 | 0 | 86.4129 | 0 | 179.2 | 43.2065 | 58.5 | 37.6 | 43 | 111.5086 | 186.6
3403 | 0 | 0 | 0 | 56.617 | 0 | 119.6 | 28.3085 | 0 | 75.1 | 42.9 | 159.3094 | 230
3404 | 0 | 0 | 0 | 44.1199 | 0 | 62.4 | 22.06 | 0 | 75.1 | 42.9 | 183.3055 | 169.2
3405 | 0 | 0 | 0 | 41.8634 | 0 | 34.5 | 20.9317 | 0 | 75.1 | 42.9 | 243.5239 | 83.8
3406 | 0 | 0 | 0 | 41.3303 | 0 | 12.7 | 20.6652 | 0 | 93.9 | 42.9 | 226.9423 | 49.2
3407 | 0 | 0 | 0 | 43.5165 | 0 | 0 | 21.7583 | 0 | 0 | 0 | 162.4913 | 0
3408 | 0 | 0 | 0 | 42.6565 | 0 | 0 | 21.3282 | 0 | 0 | 0 | 120.5367 | 0
3409 | 0 | 0 | 0 | 44.2591 | 0 | 0 | 22.1296 | 0 | 0 | 0 | 102.5768 | 0
3410 | 0 | 0 | 0 | 41.9567 | 0 | 0 | 20.9783 | 0 | 0 | 0 | 79.5986 | 0
3411 | 0 | 0 | 0 | 43.0482 | 0 | 0 | 21.5241 | 0 | 0 | 0 | 63.3483 | 0
3412 | 0 | 0 | 0 | 42.4051 | 0 | 0 | 21.2026 | 0 | 0 | 0 | 51.0416 | 0
3413 | 0 | 0 | 0 | 43.2515 | 0 | 0 | 21.6258 | 0 | 0 | 0 | 54.0255 | 0
3414 | 0 | 0 | 0 | 55.9013 | 0 | 0 | 27.9507 | 0 | 0 | 0 | 66.1012 | 0
3415 | 0 | 0 | 0 | 85.6905 | 0 | 0 | 42.8452 | 0 | 56.3 | 42.9 | 51.7299 | 0
3416 | 0.7 | 0 | 0 | 155.1673 | 0 | 0 | 77.5837 | 5.7 | 37.6 | 43 | 51.8437 | 0
3417 | 2.1 | 0 | 0 | 240.2448 | 0 | 0.2 | 120.1224 | 9.9 | 0 | 43.2 | 67.2558 | 0
3418 | 3.5 | 0 | 0 | 293.13 | 0 | 5.3 | 146.565 | 22.6 | 0 | 43.4 | 57.9383 | 0
3419 | 3.5 | 0 | 0 | 280.6835 | 0 | 15 | 140.3417 | 36.4 | 0 | 43.4 | 112.3596 | 0
3420 | 2.8 | 0 | 0 | 249.4365 | 0 | 22.5 | 124.7182 | 61.1 | 0 | 43.3 | 239.3975 | 0
3421 | 1.4 | 0 | 0 | 240.2569 | 0 | 51 | 120.1284 | 67.3 | 75.1 | 43.1 | 118.6803 | 18.4
3422 | 2.1 | 0 | 0 | 223.0497 | 0 | 61 | 111.5248 | 79.1 | 37.6 | 43.2 | 162.005 | 15.8
3423 | 3.5 | 0 | 0 | 207.1147 | 0 | 74.2 | 103.5573 | 108.4 | 0 | 43.4 | 57.9377 | 0
3424 | 2.8 | 0 | 0 | 169.2031 | 0 | 78.1 | 84.6016 | 120 | 0 | 43.3 | 61.7418 | 0
3425 | 2.1 | 0 | 0 | 113.1837 | 0 | 87.6 | 56.5918 | 125.5 | 0 | 43.2 | 114.0405 | 0
3426 | 0.7 | 0 | 0 | 76.9606 | 0 | 83 | 38.4803 | 107.8 | 37.6 | 43 | 75.3237 | 34.2
3427 | 0 | 0 | 0 | 55.9782 | 0 | 15.4 | 27.9891 | 18.7 | 75.1 | 42.9 | 118.4163 | 44.4
3428 | 0 | 0 | 0 | 43.9089 | 0 | 0 | 21.9544 | 0.5 | 75.1 | 42.9 | 183.2391 | 12.2
3429 | 0 | 0 | 0 | 43.7406 | 0 | 0 | 21.8703 | 0 | 75.1 | 42.9 | 353.3813 | 0
3430 | 0 | 0 | 0 | 39.8384 | 0 | 0 | 19.9192 | 0 | 93.9 | 42.9 | 164.4393 | 0
3431 | 0 | 0 | 0 | 43.5429 | 0 | 0 | 21.7714 | 0 | 0 | 0 | 110.7787 | 0
3432 | 0 | 0 | 0 | 42.3825 | 0 | 0 | 21.1913 | 0 | 0 | 0 | 76.4981 | 0
3433 | 0 | 0 | 0 | 42.1749 | 0 | 0 | 21.0874 | 0 | 0 | 0 | 49.5479 | 0
3434 | 0 | 0 | 0 | 42.045 | 0 | 0 | 21.0225 | 0 | 0 | 0 | 53.6839 | 0
3435 | 0 | 0 | 0 | 42.1089 | 0 | 0 | 21.0544 | 0 | 0 | 0 | 57.9373 | 0
3436 | 0 | 0 | 0 | 43.6204 | 0 | 0 | 21.8102 | 0 | 0 | 0 | 53.4525 | 0
3437 | 0 | 0 | 0 | 46.0368 | 0 | 0 | 23.0184 | 0 | 0 | 0 | 51.9601 | 0
3438 | 0 | 0 | 0 | 59.3378 | 0 | 0 | 29.6689 | 0 | 0 | 0 | 58.0552 | 0
3439 | 0 | 0 | 0 | 102.5406 | 0 | 0 | 51.2703 | 0 | 56.3 | 42.9 | 55.6347 | 0
3440 | 0.7 | 0 | 0 | 187.6438 | 0 | 0 | 93.8219 | 19.6 | 37.6 | 43 | 76.3809 | 0
3441 | 2.1 | 0 | 0 | 246.7067 | 0 | 0 | 123.3533 | 21.9 | 0 | 43.2 | 146.2785 | 0
3442 | 3.5 | 0 | 0 | 277.9918 | 0 | 0 | 138.9959 | 30.5 | 0 | 43.4 | 89.9024 | 0
3443 | 3.5 | 0 | 0 | 290.7312 | 0 | 0 | 145.3656 | 43.3 | 0 | 43.4 | 62.5461 | 0
3444 | 2.8 | 0 | 0 | 303.0999 | 0 | 0 | 151.5499 | 68.2 | 0 | 43.3 | 70.7053 | 0
3445 | 1.4 | 0 | 0 | 277.6909 | 0 | 0 | 138.8454 | 77.3 | 75.1 | 43.1 | 191.4581 | 0
3446 | 2.1 | 0 | 0 | 260.422 | 0 | 0.3 | 130.211 | 85.1 | 37.6 | 43.2 | 248.2858 | 0
3447 | 3.5 | 0 | 0 | 255.2512 | 0 | 4.8 | 127.6256 | 105 | 0 | 43.4 | 193.5352 | 0
3448 | 2.8 | 0 | 0 | 221.8785 | 0 | 12.1 | 110.9392 | 114 | 0 | 43.3 | 115.2581 | 0
3449 | 2.1 | 0 | 0 | 164.7297 | 0 | 26.1 | 82.3648 | 122.3 | 0 | 43.2 | 89.7825 | 0
3450 | 0.7 | 0 | 0 | 112.9537 | 0 | 36 | 56.4769 | 108.5 | 37.6 | 43 | 121.0759 | 0
3451 | 0 | 0 | 0 | 92.6095 | 0 | 15 | 46.3047 | 18.5 | 75.1 | 42.9 | 173.1892 | 1.1
3452 | 0 | 0 | 0 | 71.5044 | 0 | 0 | 35.7522 | 0.4 | 75.1 | 42.9 | 149.6247 | 0
3453 | 0 | 0 | 0 | 64.2882 | 0 | 0 | 32.1441 | 0 | 75.1 | 42.9 | 147.8065 | 0
3454 | 0 | 0 | 0 | 56.4868 | 0 | 0 | 28.2434 | 0 | 93.9 | 42.9 | 176.9646 | 0
3455 | 0 | 0 | 0 | 42.4194 | 0 | 0 | 21.2097 | 0 | 0 | 0 | 112.3605 | 0
3456 | 0 | 0 | 0 | 41.9623 | 0 | 0 | 20.9811 | 0 | 0 | 0 | 85.0425 | 0
3457 | 0 | 0 | 0 | 41.9678 | 0 | 0 | 20.9839 | 0 | 0 | 0 | 54.3695 | 0
3458 | 0 | 0 | 0 | 42.1451 | 0 | 0 | 21.0726 | 0 | 0 | 0 | 54.7128 | 0
3459 | 0 | 0 | 0 | 43.8915 | 0 | 0 | 21.9458 | 0 | 0 | 0 | 47.9393 | 0
3460 | 0 | 0 | 0 | 43.201 | 0 | 0 | 21.6005 | 0 | 0 | 0 | 48.2843 | 0
3461 | 0 | 0 | 0 | 42.7848 | 0 | 0 | 21.3924 | 0 | 0 | 0 | 54.8284 | 0
3462 | 0 | 0 | 0 | 54.8113 | 0 | 0 | 27.4057 | 0 | 0 | 0 | 48.8596 | 0
3463 | 0 | 0 | 0 | 92.7914 | 0 | 0 | 46.3957 | 0 | 56.3 | 42.9 | 65.9854 | 0
3464 | 0.7 | 0 | 0 | 145.2446 | 0 | 0 | 72.6223 | 27.6 | 37.6 | 43 | 98.1561 | 0
3465 | 2.1 | 0 | 0 | 199.8244 | 0 | 0 | 99.9122 | 18.4 | 0 | 43.2 | 86.1074 | 0
3466 | 3.5 | 0 | 0 | 251.2517 | 0 | 0 | 125.6258 | 26.1 | 0 | 43.4 | 100.7829 | 0
3467 | 3.5 | 0 | 0 | 275.9339 | 0 | 0 | 137.967 | 31.1 | 0 | 43.4 | 61.97 | 0
3468 | 2.8 | 0 | 0 | 274.6245 | 0 | 0 | 137.3122 | 44.4 | 0 | 43.3 | 56.2063 | 0
3469 | 1.4 | 0 | 0 | 246.659 | 0 | 8.1 | 123.3295 | 43.8 | 75.1 | 43.1 | 140.4178 | 0
3470 | 2.1 | 0 | 0 | 256.3648 | 0 | 24.6 | 128.1824 | 42.5 | 37.6 | 43.2 | 148.4714 | 0
3471 | 3.5 | 0 | 0 | 243.989 | 0 | 51.6 | 121.9945 | 50.3 | 0 | 43.4 | 151.7833 | 0
3472 | 2.8 | 0 | 0 | 228.2155 | 0 | 73 | 114.1077 | 49.1 | 0 | 43.3 | 122.9515 | 0
3473 | 2.1 | 0 | 0 | 181.4103 | 0 | 116.6 | 90.7052 | 55.4 | 0 | 43.2 | 84.3285 | 0
3474 | 0.7 | 0 | 0 | 139.2082 | 0 | 154.8 | 69.6041 | 46.6 | 37.6 | 43 | 130.9537 | 21.5
3475 | 0 | 0 | 0 | 108.6012 | 0 | 96.7 | 54.3006 | 0 | 75.1 | 42.9 | 207.8889 | 51.9
3476 | 0 | 0 | 0 | 85.8857 | 0 | 38.2 | 42.9429 | 0 | 75.1 | 42.9 | 192.0044 | 24
3477 | 0 | 0 | 0 | 63.2403 | 0 | 16 | 31.6202 | 0 | 75.1 | 42.9 | 167.8953 | 1.2
3478 | 0 | 0 | 0 | 61.6833 | 0 | 1.3 | 30.8416 | 0 | 93.9 | 42.9 | 150.2231 | 0
3479 | 0 | 0 | 0 | 59.89 | 0 | 0 | 29.945 | 0 | 0 | 0 | 117.8942 | 0
3480 | 0 | 0 | 0 | 59.709 | 0 | 0 | 29.8545 | 0 | 0 | 0 | 88.716 | 0
3481 | 0 | 0 | 0 | 59.1794 | 0 | 0 | 29.5897 | 0 | 0 | 0 | 69.2085 | 0
3482 | 0 | 0 | 0 | 60.1222 | 0 | 0 | 30.0611 | 0 | 0 | 0 | 53.4522 | 0
3483 | 0 | 0 | 0 | 58.3547 | 0 | 0 | 29.1773 | 0 | 0 | 0 | 46.9051 | 0
3484 | 0 | 0 | 0 | 45.3792 | 0 | 0 | 22.6896 | 0 | 0 | 0 | 48.1691 | 0
3485 | 0 | 0 | 0 | 43.0637 | 0 | 0 | 21.5319 | 0 | 0 | 0 | 54.9444 | 0
3486 | 0 | 0 | 0 | 40.5301 | 0 | 0 | 20.2651 | 0 | 0 | 0 | 48.1696 | 0
3487 | 0 | 0 | 0 | 45.2366 | 0 | 0 | 22.6183 | 0 | 56.3 | 42.9 | 61.1643 | 0
3488 | 0 | 0 | 0 | 51.8944 | 0 | 0 | 25.9472 | 0 | 37.6 | 42.9 | 94.081 | 0
3489 | 0 | 0 | 0 | 51.4391 | 0 | 0.7 | 25.7195 | 0 | 0 | 42.9 | 71.0502 | 0
3490 | 0 | 0 | 0 | 59.3399 | 0 | 20.2 | 29.67 | 0 | 0 | 42.9 | 84.0885 | 0
3491 | 0 | 0 | 0 | 64.4967 | 0 | 59.4 | 32.2484 | 0 | 0 | 42.9 | 139.6531 | 0
3492 | 0 | 0 | 0 | 75.1677 | 0 | 101.3 | 37.5838 | 0 | 0 | 42.9 | 160.3812 | 0
3493 | 0 | 0 | 0 | 79.6206 | 0 | 135.6 | 39.8103 | 0 | 75.1 | 42.9 | 163.1005 | 78.5
3494 | 0 | 0 | 0 | 84.0922 | 0 | 165.8 | 42.0461 | 0 | 37.6 | 42.9 | 106.4266 | 92.7
3495 | 0 | 0 | 0 | 82.4648 | 0 | 197.9 | 41.2324 | 0 | 0 | 42.9 | 67.9432 | 0
3496 | 0 | 0 | 0 | 81.2725 | 0 | 209.4 | 40.6363 | 0 | 0 | 42.9 | 55.0587 | 0
3497 | 0 | 0 | 0 | 80.4125 | 0 | 210.5 | 40.2062 | 0 | 0 | 42.9 | 119.9183 | 0
3498 | 0 | 0 | 0 | 79.581 | 0 | 211.5 | 39.7905 | 0 | 37.6 | 42.9 | 133.4007 | 254.6
3499 | 0 | 0 | 0 | 73.508 | 0 | 148 | 36.754 | 0 | 75.1 | 42.9 | 263.9437 | 268.5
3500 | 0 | 0 | 0 | 66.2664 | 0 | 69.8 | 33.1332 | 0 | 75.1 | 42.9 | 236.902 | 186.9
3501 | 0 | 0 | 0 | 66.4477 | 0 | 43.9 | 33.2238 | 0 | 75.1 | 42.9 | 189.5053 | 91
3502 | 0 | 0 | 0 | 64.612 | 0 | 21.1 | 32.306 | 0 | 93.9 | 42.9 | 169.3834 | 51
3503 | 0 | 0 | 0 | 65.1463 | 0 | 0 | 32.5732 | 0 | 0 | 0 | 117.824 | 0
3504 | 0 | 0 | 0 | 51.872 | 0 | 0 | 25.936 | 0 | 0 | 0 | 82.5559 | 0
3505 | 0 | 0 | 0 | 44.0555 | 0 | 0 | 22.0277 | 0 | 0 | 0 | 60.5888 | 0
3506 | 0 | 0 | 0 | 43.5079 | 0 | 0 | 21.7539 | 0 | 0 | 0 | 53.5689 | 0
3507 | 0 | 0 | 0 | 43.3492 | 0 | 0 | 21.6746 | 0 | 0 | 0 | 47.5928 | 0
3508 | 0 | 0 | 0 | 43.4951 | 0 | 0 | 21.7476 | 0 | 0 | 0 | 51.9606 | 0
3509 | 0 | 0 | 0 | 46.4772 | 0 | 0 | 23.2386 | 0 | 0 | 0 | 59.7823 | 0
3510 | 0 | 0 | 0 | 53.3442 | 0 | 0 | 26.6721 | 0 | 0 | 0 | 75.6748 | 0
3511 | 0 | 0 | 0 | 58.9875 | 0 | 0.6 | 29.4938 | 0 | 56.3 | 42.9 | 96.5901 | 7
3512 | 0 | 0 | 0 | 53.8122 | 0 | 0.7 | 26.9061 | 0 | 37.6 | 42.9 | 56.9006 | 1.8
3513 | 0 | 0 | 0 | 53.2868 | 0 | 15.7 | 26.6434 | 0 | 0 | 42.9 | 54.4846 | 0
3514 | 0 | 0 | 0 | 59.8315 | 0 | 48.3 | 29.9157 | 0 | 0 | 42.9 | 72.4347 | 0
3515 | 0 | 0 | 0 | 69.1815 | 0 | 80.9 | 34.5908 | 0 | 0 | 42.9 | 73.5863 | 0
3516 | 0 | 0 | 0 | 75.1054 | 0 | 128 | 37.5527 | 0 | 0 | 42.9 | 110.5359 | 0
3517 | 0 | 0 | 0 | 78.31 | 0 | 167.7 | 39.155 | 0 | 75.1 | 42.9 | 159.4216 | 356.3
3518 | 0 | 0 | 0 | 79.8999 | 0 | 164.8 | 39.9499 | 0 | 37.6 | 42.9 | 169.105 | 293.9
3519 | 0 | 0 | 0 | 81.1049 | 0 | 171.3 | 40.5524 | 0 | 0 | 42.9 | 116.8044 | 0
3520 | 0 | 0 | 0 | 84.4818 | 0 | 194.6 | 42.2409 | 0.2 | 0 | 42.9 | 136.5481 | 0
3521 | 0 | 0 | 0 | 81.2499 | 0 | 218 | 40.625 | 5.6 | 0 | 42.9 | 97.6709 | 0
3522 | 0 | 0 | 0 | 81.1275 | 0 | 257.4 | 40.5637 | 7.3 | 37.6 | 42.9 | 103.7748 | 543.3
3523 | 0 | 0 | 0 | 78.1271 | 0 | 251.9 | 39.0636 | 0.6 | 75.1 | 42.9 | 124.736 | 565.8
3524 | 0 | 0 | 0 | 68.9091 | 0 | 155.1 | 34.4545 | 0 | 75.1 | 42.9 | 150.8671 | 451.1
3525 | 0 | 0 | 0 | 65.1274 | 0 | 106.9 | 32.5637 | 0 | 75.1 | 42.9 | 173.643 | 327
3526 | 0 | 0 | 0 | 65.9726 | 0 | 77.1 | 32.9863 | 0 | 93.9 | 42.9 | 160.5883 | 277.4
3527 | 0 | 0 | 0 | 63.5357 | 0 | 0 | 31.7678 | 0 | 0 | 0 | 134.389 | 0
3528 | 0 | 0 | 0 | 58.6832 | 0 | 0 | 29.3416 | 0 | 0 | 0 | 97.4307 | 0
3529 | 0 | 0 | 0 | 42.0624 | 0 | 0 | 21.0312 | 0 | 0 | 0 | 130.1504 | 0
3530 | 0 | 0 | 0 | 42.5806 | 0 | 0 | 21.2903 | 0 | 0 | 0 | 86.8173 | 0
3531 | 0 | 0 | 0 | 41.6102 | 0 | 0 | 20.8051 | 0 | 0 | 0 | 59.7816 | 0
3532 | 0 | 0 | 0 | 40.4895 | 0 | 0 | 20.2448 | 0 | 0 | 0 | 49.5486 | 0
3533 | 0 | 0 | 0 | 42.3661 | 0 | 0 | 21.183 | 0 | 0 | 0 | 62.8896 | 0
3534 | 0 | 0 | 0 | 51.6191 | 0 | 0 | 25.8096 | 0 | 0 | 0 | 82.0798 | 0
3535 | 0 | 0 | 0 | 97.4046 | 0 | 4 | 48.7023 | 0 | 56.3 | 42.9 | 59.3232 | 100.5
3536 | 0.7 | 0 | 0 | 159.3993 | 0 | 42.2 | 79.6997 | 31.6 | 37.6 | 43 | 50.2376 | 95.8
3537 | 2.1 | 0 | 0 | 256.1819 | 0 | 60.6 | 128.091 | 34.4 | 0 | 43.2 | 79.004 | 0
3538 | 3.5 | 0 | 0 | 275.7675 | 0 | 106.4 | 137.8837 | 68.8 | 0 | 43.4 | 117.0588 | 0
3539 | 3.5 | 0 | 0 | 265.2915 | 0 | 177.2 | 132.6457 | 87.1 | 0 | 43.4 | 341.988 | 0
3540 | 2.8 | 0 | 0 | 231.9621 | 0 | 238.3 | 115.9811 | 92.3 | 0 | 43.3 | 181.5651 | 0
3541 | 1.4 | 0 | 0 | 210.5579 | 0 | 280.7 | 105.279 | 70.7 | 75.1 | 43.1 | 131.4176 | 533.7
3542 | 2.1 | 0 | 0 | 216.9929 | 0 | 310.8 | 108.4964 | 77.6 | 37.6 | 43.2 | 184.9261 | 482
3543 | 3.5 | 0 | 0 | 214.719 | 0 | 337.5 | 107.3595 | 110.1 | 0 | 43.4 | 304.3972 | 0.3
3544 | 2.8 | 0 | 0 | 187.9943 | 0 | 341.8 | 93.9972 | 114.8 | 0 | 43.3 | 96.9511 | 6.9
3545 | 2.1 | 0 | 0 | 143.593 | 0 | 338.9 | 71.7965 | 102.4 | 0 | 43.2 | 141.6227 | 17.3
3546 | 0.7 | 0 | 0 | 110.0922 | 0 | 346.5 | 55.0461 | 71 | 37.6 | 43 | 156.8608 | 697.5
3547 | 0 | 0 | 0 | 89.7768 | 0 | 244.6 | 44.8884 | 0 | 75.1 | 42.9 | 259.9922 | 698.1
3548 | 0 | 0 | 0 | 73.4045 | 0 | 163.8 | 36.7023 | 0 | 75.1 | 42.9 | 455.6794 | 594.4
3549 | 0 | 0 | 0 | 69.2107 | 0 | 122.2 | 34.6053 | 0 | 75.1 | 42.9 | 225.4963 | 462.9
3550 | 0 | 0 | 0 | 64.4549 | 0 | 87 | 32.2274 | 0 | 93.9 | 42.9 | 149.2437 | 401.4
3551 | 0 | 0 | 0 | 66.1663 | 0 | 0 | 33.0831 | 0 | 0 | 0 | 130.0082 | 0
3552 | 0 | 0 | 0 | 61.025 | 0 | 0 | 30.5125 | 0 | 0 | 0 | 78.0442 | 0
3553 | 0 | 0 | 0 | 63.1185 | 0 | 0 | 31.5593 | 0 | 0 | 0 | 56.7847 | 0
3554 | 0 | 0 | 0 | 61.2057 | 0 | 0 | 30.6028 | 0 | 0 | 0 | 61.9693 | 0
3555 | 0 | 0 | 0 | 65.7281 | 0 | 0 | 32.864 | 0 | 0 | 0 | 45.8803 | 0
3556 | 0 | 0 | 0 | 60.4761 | 0 | 0 | 30.2381 | 0 | 0 | 0 | 44.9768 | 0
3557 | 0 | 0 | 0 | 63.7638 | 0 | 0 | 31.8819 | 0 | 0 | 0 | 53.4533 | 0
3558 | 0 | 0 | 0 | 75.0831 | 0 | 0 | 37.5415 | 0 | 0 | 0 | 119.2577 | 0
3559 | 0 | 0 | 0 | 109.3546 | 0 | 0 | 54.6773 | 0 | 56.3 | 42.9 | 84.5648 | 65.1
3560 | 0.7 | 0 | 0 | 161.089 | 0 | 3.4 | 80.5445 | 27.1 | 37.6 | 43 | 62.4292 | 26.4
3561 | 2.1 | 0 | 0 | 251.7903 | 0 | 9.5 | 125.8952 | 32.1 | 0 | 43.2 | 99.3496 | 0
3562 | 3.5 | 0 | 0 | 244.7092 | 0 | 14.6 | 122.3546 | 54.7 | 0 | 43.4 | 73.7022 | 0
3563 | 3.5 | 0 | 0 | 229.8075 | 0 | 22 | 114.9038 | 61.3 | 0 | 43.4 | 107.393 | 0
3564 | 2.8 | 0 | 0 | 210.5846 | 0 | 24.3 | 105.2923 | 82.4 | 0 | 43.3 | 183.7315 | 0
3565 | 1.4 | 0 | 0 | 200.4449 | 0 | 49.6 | 100.2224 | 79.4 | 75.1 | 43.1 | 164.8912 | 100.7
3566 | 2.1 | 0 | 0 | 209.3248 | 0 | 78.4 | 104.6624 | 87.6 | 37.6 | 43.2 | 218.4825 | 113.1
3567 | 3.5 | 0 | 0 | 207.3478 | 0 | 87 | 103.6739 | 97.2 | 0 | 43.4 | 179.5651 | 0
3568 | 2.8 | 0 | 0 | 185.6141 | 0 | 97.3 | 92.8071 | 76.5 | 0 | 43.3 | 170.3227 | 0
3569 | 2.1 | 0 | 0 | 132.2802 | 0 | 115.9 | 66.1401 | 67.8 | 0 | 43.2 | 233.0363 | 0
3570 | 0.7 | 0 | 0 | 98.8008 | 0 | 128.2 | 49.4004 | 52.8 | 37.6 | 43 | 132.9389 | 199.1
3571 | 0 | 0 | 0 | 75.521 | 0 | 60 | 37.7605 | 0 | 75.1 | 42.9 | 193.0632 | 216.5
3572 | 0 | 0 | 0 | 57.8774 | 0 | 15.4 | 28.9387 | 0 | 75.1 | 42.9 | 201.967 | 133.8
3573 | 0 | 0 | 0 | 50.3627 | 0 | 7 | 25.1814 | 0 | 75.1 | 42.9 | 214.9087 | 64.2
3574 | 0 | 0 | 0 | 45.787 | 0 | 0.7 | 22.8935 | 0 | 93.9 | 42.9 | 225.4239 | 32.1
3575 | 0 | 0 | 0 | 44.6202 | 0 | 0 | 22.3101 | 0 | 0 | 0 | 159.2645 | 0
3576 | 0 | 0 | 0 | 40.8174 | 0 | 0 | 20.4087 | 0 | 0 | 0 | 111.9989 | 0
3577 | 0 | 0 | 0 | 43.1505 | 0 | 0 | 21.5753 | 0 | 0 | 0 | 57.131 | 0
3578 | 0 | 0 | 0 | 40.5667 | 0 | 0 | 20.2833 | 0 | 0 | 0 | 57.2484 | 0
3579 | 0 | 0 | 0 | 40.1415 | 0 | 0 | 20.0707 | 0 | 0 | 0 | 57.4776 | 0
3580 | 0 | 0 | 0 | 40.3392 | 0 | 0 | 20.1696 | 0 | 0 | 0 | 58.7503 | 0
3581 | 0 | 0 | 0 | 43.8794 | 0 | 0 | 21.9397 | 0 | 0 | 0 | 52.1909 | 0
3582 | 0 | 0 | 0 | 64.0325 | 0 | 0 | 32.0162 | 0 | 0 | 0 | 49.2056 | 0
3583 | 0 | 0 | 0 | 116.4057 | 0 | 0 | 58.2028 | 0 | 56.3 | 42.9 | 47.5935 | 0
3584 | 0.7 | 0 | 0 | 185.3482 | 0 | 0 | 92.6741 | 0 | 37.6 | 43 | 49.7783 | 0
3585 | 2.1 | 0 | 0 | 282.5622 | 0 | 0 | 141.2811 | 0 | 0 | 43.2 | 80.1852 | 0
3586 | 3.5 | 0 | 0 | 341.6353 | 0 | 0 | 170.8177 | 0 | 0 | 43.4 | 70.8211 | 0
3587 | 3.5 | 0 | 0 | 333.1335 | 0 | 0 | 166.5668 | 0.6 | 0 | 43.4 | 69.3226 | 0
3588 | 2.8 | 0 | 0 | 299.8348 | 0 | 0 | 149.9174 | 13.9 | 0 | 43.3 | 116.0835 | 0
3589 | 1.4 | 0 | 0 | 301.5874 | 0 | 0 | 150.7937 | 24.2 | 75.1 | 43.1 | 179.3069 | 0
3590 | 2.1 | 0 | 0 | 261.8191 | 0 | 3.7 | 130.9096 | 22.8 | 37.6 | 43.2 | 120.9451 | 0
3591 | 3.5 | 0 | 0 | 233.6019 | 0 | 18.6 | 116.801 | 25.3 | 0 | 43.4 | 172.2029 | 0
3592 | 2.8 | 0 | 0 | 197.7907 | 0 | 55.7 | 98.8953 | 20.1 | 0 | 43.3 | 289.6818 | 0
3593 | 2.1 | 0 | 0 | 146.337 | 0 | 98.9 | 73.1685 | 28.8 | 0 | 43.2 | 97.7966 | 0
3594 | 0.7 | 0 | 0 | 118.3396 | 0 | 106.6 | 59.1698 | 25.2 | 37.6 | 43 | 107.3921 | 50.4
3595 | 0 | 0 | 0 | 100.1716 | 0 | 44.9 | 50.0858 | 0 | 75.1 | 42.9 | 88.7209 | 69.3
3596 | 0 | 0 | 0 | 81.3757 | 0 | 4.8 | 40.6879 | 0 | 75.1 | 42.9 | 151.2493 | 32.5
3597 | 0 | 0 | 0 | 64.6133 | 0 | 0.1 | 32.3066 | 0 | 75.1 | 42.9 | 245.5118 | 6.8
3598 | 0 | 0 | 0 | 65.5021 | 0 | 0 | 32.7511 | 0 | 93.9 | 42.9 | 156.9651 | 0.5
3599 | 0 | 0 | 0 | 63.4616 | 0 | 0 | 31.7308 | 0 | 0 | 0 | 122.7959 | 0
3600 | 0 | 0 | 0 | 62.6456 | 0 | 0 | 31.3228 | 0 | 0 | 0 | 76.8542 | 0
3601 | 0 | 0 | 0 | 62.5644 | 0 | 0 | 31.2822 | 0 | 0 | 0 | 51.9583 | 0
3602 | 0 | 0 | 0 | 59.7738 | 0 | 0 | 29.8869 | 0 | 0 | 0 | 47.7107 | 0
3603 | 0 | 0 | 0 | 60.5942 | 0 | 0 | 30.2971 | 0 | 0 | 0 | 47.5956 | 0
3604 | 0 | 0 | 0 | 57.8297 | 0 | 0 | 28.9148 | 0 | 0 | 0 | 47.3634 | 0
3605 | 0 | 0 | 0 | 59.3393 | 0 | 0 | 29.6697 | 0 | 0 | 0 | 54.5991 | 0
3606 | 0 | 0 | 0 | 68.1628 | 0 | 0 | 34.0814 | 0 | 0 | 0 | 53.5677 | 0
3607 | 0 | 0 | 0 | 111.4416 | 0 | 0 | 55.7208 | 0 | 56.3 | 42.9 | 70.8215 | 0
3608 | 0.7 | 0 | 0 | 155.9583 | 0 | 3.7 | 77.9791 | 0 | 37.6 | 43 | 91.6987 | 0
3609 | 2.1 | 0 | 0 | 220.3775 | 0 | 15.7 | 110.1888 | 0 | 0 | 43.2 | 75.0911 | 0
3610 | 3.5 | 0 | 0 | 238.9747 | 0 | 36.9 | 119.4874 | 0 | 0 | 43.4 | 68.746 | 0
3611 | 3.5 | 0 | 0 | 244.893 | 0 | 47.1 | 122.4465 | 0.6 | 0 | 43.4 | 65.7565 | 0
3612 | 2.8 | 0 | 0 | 231.5936 | 0 | 65 | 115.7968 | 8.8 | 0 | 43.3 | 115.9637 | 0
3613 | 1.4 | 0 | 0 | 223.4098 | 0 | 72.5 | 111.7049 | 4 | 75.1 | 43.1 | 83.9713 | 30.3
3614 | 2.1 | 0 | 0 | 217.027 | 0 | 78.3 | 108.5135 | 1.8 | 37.6 | 43.2 | 108.6063 | 23.4
3615 | 3.5 | 0 | 0 | 204.0418 | 0 | 89.2 | 102.0209 | 7.3 | 0 | 43.4 | 76.0314 | 0
3616 | 2.8 | 0 | 0 | 176.0986 | 0 | 75.5 | 88.0493 | 7.3 | 0 | 43.3 | 113.7986 | 0
3617 | 2.1 | 0 | 0 | 127.2725 | 0 | 91.8 | 63.6362 | 10.6 | 0 | 43.2 | 75.7914 | 0
3618 | 0.7 | 0 | 0 | 105.2813 | 0 | 99.3 | 52.6406 | 7.2 | 37.6 | 43 | 168.0823 | 42
3619 | 0 | 0 | 0 | 81.1287 | 0 | 31.8 | 40.5644 | 0 | 75.1 | 42.9 | 168.6963 | 55
3620 | 0 | 0 | 0 | 70.1584 | 0 | 0 | 35.0792 | 0 | 75.1 | 42.9 | 141.9543 | 11.8
3621 | 0 | 0 | 0 | 66.2528 | 0 | 0 | 33.1264 | 0 | 75.1 | 42.9 | 127.586 | 0
3622 | 0 | 0 | 0 | 62.2132 | 0 | 0 | 31.1066 | 0 | 93.9 | 42.9 | 119.738 | 0
3623 | 0 | 0 | 0 | 60.0379 | 0 | 0 | 30.0189 | 0 | 0 | 0 | 91.6974 | 0
3624 | 0 | 0 | 0 | 58.7852 | 0 | 0 | 29.3926 | 0 | 0 | 0 | 73.4716 | 0
3625 | 0 | 0 | 0 | 47.892 | 0 | 0 | 23.946 | 0 | 0 | 0 | 60.7035 | 0
3626 | 0 | 0 | 0 | 43.6721 | 0 | 0 | 21.8361 | 0 | 0 | 0 | 52.5371 | 0
3627 | 0 | 0 | 0 | 41.7927 | 0 | 0 | 20.8964 | 0 | 0 | 0 | 46.6777 | 0
3628 | 0 | 0 | 0 | 40.7195 | 0 | 0 | 20.3597 | 0 | 0 | 0 | 46.5632 | 0
3629 | 0 | 0 | 0 | 41.0861 | 0 | 0 | 20.5431 | 0 | 0 | 0 | 57.8229 | 0
3630 | 0 | 0 | 0 | 52.7742 | 0 | 0 | 26.3871 | 0 | 0 | 0 | 50.352 | 0
3631 | 0 | 0 | 0 | 86.9398 | 0 | 0 | 43.4699 | 0 | 56.3 | 42.9 | 51.1558 | 0
3632 | 0.7 | 0 | 0 | 123.3739 | 0 | 0 | 61.687 | 0 | 37.6 | 43 | 63.1182 | 0
3633 | 2.1 | 0 | 0 | 207.7869 | 0 | 0 | 103.8935 | 0 | 0 | 43.2 | 96.7147 | 0
3634 | 3.5 | 0 | 0 | 272.9549 | 0 | 0.8 | 136.4775 | 0 | 0 | 43.4 | 121.8171 | 0
3635 | 3.5 | 0 | 0 | 270.9913 | 0 | 15 | 135.4956 | 0.7 | 0 | 43.4 | 77.326 | 0
3636 | 2.8 | 0 | 0 | 256.6217 | 0 | 45.9 | 128.3109 | 24 | 0 | 43.3 | 85.511 | 0
3637 | 1.4 | 0 | 0 | 241.2849 | 0 | 86.9 | 120.6424 | 42.6 | 75.1 | 43.1 | 97.0715 | 13.5
3638 | 2.1 | 0 | 0 | 232.7372 | 0 | 124.2 | 116.3686 | 52.1 | 37.6 | 43.2 | 85.1582 | 32.6
3639 | 3.5 | 0 | 0 | 219.5503 | 0 | 161.4 | 109.7752 | 71.8 | 0 | 43.4 | 87.0548 | 0
3640 | 2.8 | 0 | 0 | 197.9413 | 0 | 199.2 | 98.9707 | 77.9 | 0 | 43.3 | 214.6705 | 0
3641 | 2.1 | 0 | 0 | 169.8378 | 0 | 229.6 | 84.9189 | 83.4 | 0 | 43.2 | 74.7416 | 0
3642 | 0.7 | 0 | 0 | 130.151 | 0 | 252.7 | 65.0755 | 74.4 | 37.6 | 43 | 77.6878 | 243.1
3643 | 0 | 0 | 0 | 98.4673 | 0 | 177.6 | 49.2337 | 0 | 75.1 | 42.9 | 91.0968 | 284.5
3644 | 0 | 0 | 0 | 73.1172 | 0 | 92.6 | 36.5586 | 0 | 75.1 | 42.9 | 144.3284 | 192.9
3645 | 0 | 0 | 0 | 45.7966 | 0 | 51.2 | 22.8983 | 0 | 75.1 | 42.9 | 171.454 | 91.5
3646 | 0 | 0 | 0 | 46.6003 | 0 | 21 | 23.3001 | 0 | 93.9 | 42.9 | 89.5498 | 48.8
3647 | 0 | 0 | 0 | 45.3665 | 0 | 0 | 22.6832 | 0 | 0 | 0 | 94.6794 | 0
3648 | 0 | 0 | 0 | 42.919 | 0 | 0 | 21.4595 | 0 | 0 | 0 | 81.7268 | 0
3649 | 0 | 0 | 0 | 42.0091 | 0 | 0 | 21.0045 | 0 | 0 | 0 | 64.8398 | 0
3650 | 0 | 0 | 0 | 45.0423 | 0 | 0 | 22.5211 | 0 | 0 | 0 | 62.4306 | 0
3651 | 0 | 0 | 0 | 43.3002 | 0 | 0 | 21.6501 | 0 | 0 | 0 | 63.3494 | 0
3652 | 0 | 0 | 0 | 42.2849 | 0 | 0 | 21.1424 | 0 | 0 | 0 | 55.2875 | 0
3653 | 0 | 0 | 0 | 43.2295 | 0 | 0 | 21.6148 | 0 | 0 | 0 | 54.8282 | 0
3654 | 0 | 0 | 0 | 48.1189 | 0 | 0 | 24.0594 | 0 | 0 | 0 | 46.4487 | 0
3655 | 0 | 0 | 0 | 51.6904 | 0 | 0 | 25.8452 | 0 | 56.3 | 42.9 | 59.667 | 0.5
3656 | 0 | 0 | 0 | 54.7807 | 0 | 14.4 | 27.3903 | 0 | 37.6 | 42.9 | 62.4302 | 8.8
3657 | 0 | 0 | 0 | 54.0706 | 0 | 53.2 | 27.0353 | 0 | 0 | 42.9 | 92.4096 | 0
3658 | 0 | 0 | 0 | 51.8398 | 0 | 92.9 | 25.9199 | 0 | 0 | 42.9 | 157.1626 | 0
3659 | 0 | 0 | 0 | 56.9154 | 0 | 134.1 | 28.4577 | 0 | 0 | 42.9 | 141.2113 | 0
3660 | 0 | 0 | 0 | 63.1879 | 0 | 133.8 | 31.594 | 0 | 0 | 42.9 | 132.8301 | 0
3661 | 0 | 0 | 0 | 70.071 | 0 | 126.4 | 35.0355 | 3.7 | 75.1 | 42.9 | 108.3642 | 228.7
3662 | 0 | 0 | 0 | 77.2491 | 0 | 121.5 | 38.6246 | 13.6 | 37.6 | 42.9 | 96.2278 | 189.3
3663 | 0 | 0 | 0 | 79.3631 | 0 | 124.1 | 39.6815 | 20.8 | 0 | 42.9 | 109.6909 | 0
3664 | 0 | 0 | 0 | 78.3434 | 0 | 120.8 | 39.1717 | 31.1 | 0 | 42.9 | 84.4458 | 0
3665 | 0 | 0 | 0 | 76.9163 | 0 | 114.2 | 38.4581 | 39.4 | 0 | 42.9 | 110.5387 | 0
3666 | 0 | 0 | 0 | 75.8721 | 0 | 96.8 | 37.9361 | 43.8 | 37.6 | 42.9 | 117.8354 | 205.8
3667 | 0 | 0 | 0 | 67.7379 | 0 | 72.8 | 33.869 | 42 | 75.1 | 42.9 | 232.6005 | 218
3668 | 0 | 0 | 0 | 60.6441 | 0 | 17 | 30.322 | 11.2 | 75.1 | 42.9 | 145.3958 | 140.5
3669 | 0 | 0 | 0 | 55.2124 | 0 | 5.9 | 27.6062 | 1 | 75.1 | 42.9 | 139.4119 | 56
3670 | 0 | 0 | 0 | 45.7061 | 0 | 0 | 22.8531 | 0 | 93.9 | 42.9 | 297.5181 | 22.7
3671 | 0 | 0 | 0 | 41.8702 | 0 | 0 | 20.9351 | 0 | 0 | 0 | 123.1965 | 0
3672 | 0 | 0 | 0 | 40.5558 | 0 | 0 | 20.2779 | 0 | 0 | 0 | 84.3258 | 0
3673 | 0 | 0 | 0 | 40.9863 | 0 | 0 | 20.4932 | 0 | 0 | 0 | 77.5658 | 0
3674 | 0 | 0 | 0 | 43.3185 | 0 | 0 | 21.6592 | 0 | 0 | 0 | 48.6296 | 0
3675 | 0 | 0 | 0 | 42.0512 | 0 | 0 | 21.0256 | 0 | 0 | 0 | 47.0201 | 0
3676 | 0 | 0 | 0 | 43.4226 | 0 | 0 | 21.7113 | 0 | 0 | 0 | 49.2061 | 0
3677 | 0 | 0 | 0 | 40.8921 | 0 | 0 | 20.4461 | 0 | 0 | 0 | 51.1563 | 0
3678 | 0 | 0 | 0 | 44.2461 | 0 | 0 | 22.123 | 0 | 0 | 0 | 61.623 | 0
3679 | 0 | 0 | 0 | 57.7851 | 0 | 0 | 28.8925 | 0 | 56.3 | 42.9 | 58.0537 | 0
3680 | 0 | 0 | 0 | 57.2966 | 0 | 1.6 | 28.6483 | 0 | 37.6 | 42.9 | 100.9024 | 2.8
3681 | 0 | 0 | 0 | 54.9192 | 0 | 26.3 | 27.4596 | 0 | 0 | 42.9 | 57.3623 | 0
3682 | 0 | 0 | 0 | 58.2502 | 0 | 59 | 29.1251 | 0 | 0 | 42.9 | 62.3158 | 0
3683 | 0 | 0 | 0 | 64.3244 | 0 | 91.5 | 32.1622 | 0 | 0 | 42.9 | 56.092 | 0
3684 | 0 | 0 | 0 | 72.2414 | 0 | 90.8 | 36.1207 | 0 | 0 | 42.9 | 97.9186 | 0
3685 | 0 | 0 | 0 | 80.5879 | 0 | 92.7 | 40.294 | 0 | 75.1 | 42.9 | 72.3188 | 224.1
3686 | 0 | 0 | 0 | 83.9468 | 0 | 98.6 | 41.9734 | 1.5 | 37.6 | 42.9 | 77.8028 | 191.6
3687 | 0 | 0 | 0 | 83.4804 | 0 | 93.5 | 41.7402 | 4.6 | 0 | 42.9 | 109.4521 | 0
3688 | 0 | 0 | 0 | 84.117 | 0 | 79.9 | 42.0585 | 6.2 | 0 | 42.9 | 70.0138 | 0
3689 | 0 | 0 | 0 | 86.6444 | 0 | 69.6 | 43.3222 | 9.4 | 0 | 42.9 | 90.6256 | 0
3690 | 0 | 0 | 0 | 84.6011 | 0 | 58.3 | 42.3005 | 15.8 | 37.6 | 42.9 | 93.2429 | 178.2
3691 | 0 | 0 | 0 | 83.8356 | 0 | 49.8 | 41.9178 | 6.5 | 75.1 | 42.9 | 119.2382 | 166.2
3692 | 0 | 0 | 0 | 73.7823 | 0 | 7.7 | 36.8912 | 0 | 75.1 | 42.9 | 167.2347 | 95.8
3693 | 0 | 0 | 0 | 67.2994 | 0 | 2.4 | 33.6497 | 0 | 75.1 | 42.9 | 132.8121 | 40.3
3694 | 0 | 0 | 0 | 67.7395 | 0 | 0 | 33.8697 | 0 | 93.9 | 42.9 | 162.023 | 18.1
3695 | 0 | 0 | 0 | 67.6204 | 0 | 0 | 33.8102 | 0 | 0 | 0 | 124.1259 | 0
3696 | 0 | 0 | 0 | 55.8474 | 0 | 0 | 27.9237 | 0 | 0 | 0 | 85.1599 | 0
3697 | 0 | 0 | 0 | 43.6266 | 0 | 0 | 21.8133 | 0 | 0 | 0 | 67.5989 | 0
3698 | 0 | 0 | 0 | 44.9735 | 0 | 0 | 22.4867 | 0 | 0 | 0 | 53.3381 | 0
3699 | 0 | 0 | 0 | 40.7821 | 0 | 0 | 20.391 | 0 | 0 | 0 | 48.3985 | 0
3700 | 0 | 0 | 0 | 43.1877 | 0 | 0 | 21.5939 | 0 | 0 | 0 | 49.663 | 0
3701 | 0 | 0 | 0 | 43.5993 | 0 | 0 | 21.7996 | 0 | 0 | 0 | 56.4359 | 0
3702 | 0 | 0 | 0 | 63.3165 | 0 | 0 | 31.6583 | 0 | 0 | 0 | 48.1698 | 0
3703 | 0 | 0 | 0 | 86.3698 | 0 | 0 | 43.1849 | 0 | 56.3 | 42.9 | 60.7038 | 0
3704 | 0.7 | 0 | 0 | 133.3404 | 0 | 0 | 66.6702 | 25.6 | 37.6 | 43 | 76.2652 | 0
3705 | 2.1 | 0 | 0 | 217.1246 | 0 | 0 | 108.5623 | 28.6 | 0 | 43.2 | 88.1252 | 0
3706 | 3.5 | 0 | 0 | 251.508 | 0 | 0 | 125.754 | 32.5 | 0 | 43.4 | 77.2111 | 0
3707 | 3.5 | 0 | 0 | 236.557 | 0 | 0 | 118.2785 | 38.9 | 0 | 43.4 | 75.3228 | 0
3708 | 2.8 | 0 | 0 | 227.5386 | 0 | 0 | 113.7693 | 53.3 | 0 | 43.3 | 118.1255 | 0
3709 | 1.4 | 0 | 0 | 223.707 | 0 | 0 | 111.8535 | 56.8 | 75.1 | 43.1 | 139.7808 | 0
3710 | 2.1 | 0 | 0 | 222.3613 | 0 | 0 | 111.1807 | 53 | 37.6 | 43.2 | 102.4579 | 0
3711 | 3.5 | 0 | 0 | 224.559 | 0 | 0 | 112.2795 | 51.2 | 0 | 43.4 | 77.8066 | 0
3712 | 2.8 | 0 | 0 | 195.7009 | 0 | 0 | 97.8504 | 51.4 | 0 | 43.3 | 75.7927 | 0
3713 | 2.1 | 0 | 0 | 144.2565 | 0 | 0 | 72.1283 | 63.4 | 0 | 43.2 | 86.6974 | 0
3714 | 0.7 | 0 | 0 | 109.3521 | 0 | 0 | 54.6761 | 58.2 | 37.6 | 43 | 88.8363 | 0
3715 | 0 | 0 | 0 | 81.0525 | 0 | 0 | 40.5262 | 0 | 75.1 | 42.9 | 186.1987 | 0
3716 | 0 | 0 | 0 | 67.657 | 0 | 0 | 33.8285 | 0 | 75.1 | 42.9 | 117.3027 | 0
3717 | 0 | 0 | 0 | 64.2438 | 0 | 0 | 32.1219 | 0 | 75.1 | 42.9 | 170.5704 | 0
3718 | 0 | 0 | 0 | 63.1145 | 0 | 0 | 31.5572 | 0 | 93.9 | 42.9 | 139.7256 | 0
3719 | 0 | 0 | 0 | 62.5154 | 0 | 0 | 31.2577 | 0 | 0 | 0 | 96.9533 | 0
3720 | 0 | 0 | 0 | 60.1795 | 0 | 0 | 30.0898 | 0 | 0 | 0 | 69.0933 | 0
3721 | 0 | 0 | 0 | 58.7849 | 0 | 0 | 29.3924 | 0 | 0 | 0 | 57.5921 | 0
3722 | 0 | 0 | 0 | 59.4816 | 0 | 0 | 29.7408 | 0 | 0 | 0 | 48.2854 | 0
3723 | 0 | 0 | 0 | 61.5066 | 0 | 0 | 30.7533 | 0 | 0 | 0 | 44.3006 | 0
3724 | 0 | 0 | 0 | 57.8157 | 0 | 0 | 28.9079 | 0 | 0 | 0 | 45.5412 | 0
3725 | 0 | 0 | 0 | 45.8834 | 0 | 0 | 22.9417 | 0 | 0 | 0 | 61.0486 | 0
3726 | 0 | 0 | 0 | 60.4848 | 0 | 0 | 30.2424 | 0 | 0 | 0 | 54.0267 | 0
3727 | 0 | 0 | 0 | 95.9588 | 0 | 0 | 47.9794 | 0 | 56.3 | 42.9 | 52.9927 | 0
3728 | 0.7 | 0 | 0 | 144.3678 | 0 | 0 | 72.1839 | 0 | 37.6 | 43 | 53.9116 | 0
3729 | 2.1 | 0 | 0 | 201.3291 | 0 | 0 | 100.6645 | 0 | 0 | 43.2 | 49.7773 | 0
3730 | 3.5 | 0 | 0 | 259.2241 | 0 | 0 | 129.6121 | 0.7 | 0 | 43.4 | 49.4348 | 0
3731 | 3.5 | 0 | 0 | 276.2761 | 0 | 0 | 138.138 | 5.8 | 0 | 43.4 | 65.4111 | 0
3732 | 2.8 | 0 | 0 | 277.6503 | 0 | 0 | 138.8251 | 27.1 | 0 | 43.3 | 110.058 | 0
3733 | 1.4 | 0 | 0 | 280.3404 | 0 | 0 | 140.1702 | 40 | 75.1 | 43.1 | 175.3333 | 0
3734 | 2.1 | 0 | 0 | 276.0616 | 0 | 0 | 138.0308 | 52.2 | 37.6 | 43.2 | 64.7248 | 0
3735 | 3.5 | 0 | 0 | 272.5065 | 0 | 0 | 136.2532 | 70.4 | 0 | 43.4 | 59.5524 | 0
3736 | 2.8 | 0 | 0 | 235.9868 | 0 | 0 | 117.9934 | 80.9 | 0 | 43.3 | 58.0549 | 0
3737 | 2.1 | 0 | 0 | 174.672 | 0 | 1.5 | 87.336 | 91.4 | 0 | 43.2 | 84.448 | 0
3738 | 0.7 | 0 | 0 | 122.6819 | 0 | 0.2 | 61.3409 | 81.3 | 37.6 | 43 | 147.6562 | 0
3739 | 0 | 0 | 0 | 100.052 | 0 | 0 | 50.026 | 2.8 | 75.1 | 42.9 | 180.5653 | 0
3740 | 0 | 0 | 0 | 75.4838 | 0 | 0 | 37.7419 | 0 | 75.1 | 42.9 | 110.4159 | 0
3741 | 0 | 0 | 0 | 66.1474 | 0 | 0 | 33.0737 | 0 | 75.1 | 42.9 | 97.6746 | 0
3742 | 0 | 0 | 0 | 64.2813 | 0 | 0 | 32.1407 | 0 | 93.9 | 42.9 | 102.8227 | 0
3743 | 0 | 0 | 0 | 64.555 | 0 | 0 | 32.2775 | 0 | 0 | 0 | 89.3108 | 0
3744 | 0 | 0 | 0 | 63.2539 | 0 | 0 | 31.627 | 0 | 0 | 0 | 71.5117 | 0
3745 | 0 | 0 | 0 | 63.0206 | 0 | 0 | 31.5103 | 0 | 0 | 0 | 57.2457 | 0
3746 | 0 | 0 | 0 | 62.0682 | 0 | 0 | 31.0341 | 0 | 0 | 0 | 58.0531 | 0
3747 | 0 | 0 | 0 | 60.8028 | 0 | 0 | 30.4014 | 0 | 0 | 0 | 57.3635 | 0
3748 | 0 | 0 | 0 | 59.0291 | 0 | 0 | 29.5145 | 0 | 0 | 0 | 59.3222 | 0
3749 | 0 | 0 | 0 | 61.1874 | 0 | 0 | 30.5937 | 0 | 0 | 0 | 67.1388 | 0
3750 | 0 | 0 | 0 | 72.9353 | 0 | 0 | 36.4677 | 0 | 0 | 0 | 65.8711 | 0
3751 | 0 | 0 | 0 | 90.387 | 0 | 0 | 45.1935 | 0 | 56.3 | 42.9 | 63.1179 | 0
3752 | 0.7 | 0 | 0 | 123.5577 | 0 | 0 | 61.7789 | 6.1 | 37.6 | 43 | 96.2264 | 0
3753 | 2.1 | 0 | 0 | 191.8219 | 0 | 0 | 95.9109 | 7.7 | 0 | 43.2 | 137.286 | 0
3754 | 3.5 | 0 | 0 | 247.6662 | 0 | 0 | 123.8331 | 11.3 | 0 | 43.4 | 158.6251 | 0
3755 | 3.5 | 0 | 0 | 265.6324 | 0 | 0 | 132.8162 | 19 | 0 | 43.4 | 109.5691 | 0
3756 | 2.8 | 0 | 0 | 262.84 | 0 | 0 | 131.42 | 45.1 | 0 | 43.3 | 138.8928 | 0
3757 | 1.4 | 0 | 0 | 249.7675 | 0 | 0 | 124.8837 | 56.9 | 75.1 | 43.1 | 129.304 | 0
3758 | 2.1 | 0 | 0 | 249.7018 | 0 | 0 | 124.8509 | 64.5 | 37.6 | 43.2 | 87.8874 | 0
3759 | 3.5 | 0 | 0 | 248.1918 | 0 | 0 | 124.0959 | 77.7 | 0 | 43.4 | 71.7425 | 0
3760 | 2.8 | 0 | 0 | 195.7743 | 0 | 0 | 97.8872 | 86 | 0 | 43.3 | 96.5894 | 0
3761 | 2.1 | 0 | 0 | 143.1789 | 0 | 0 | 71.5895 | 99.1 | 0 | 43.2 | 172.2095 | 0
3762 | 0.7 | 0 | 0 | 110.7313 | 0 | 0 | 55.3656 | 93 | 37.6 | 43 | 141.4993 | 0
3763 | 0 | 0 | 0 | 91.8083 | 0 | 0 | 45.9042 | 9.8 | 75.1 | 42.9 | 221.4832 | 0
3764 | 0 | 0 | 0 | 72.8485 | 0 | 0 | 36.4243 | 0 | 75.1 | 42.9 | 209.5974 | 0
3765 | 0 | 0 | 0 | 66.9054 | 0 | 0 | 33.4527 | 0 | 75.1 | 42.9 | 218.7839 | 0
3766 | 0 | 0 | 0 | 64.5882 | 0 | 0 | 32.2941 | 0 | 93.9 | 42.9 | 269.8682 | 0
3767 | 0 | 0 | 0 | 62.8402 | 0 | 0 | 31.4201 | 0 | 0 | 0 | 178.1708 | 0
3768 | 0 | 0 | 0 | 64.0498 | 0 | 0 | 32.0249 | 0 | 0 | 0 | 112.2384 | 0
3769 | 0 | 0 | 0 | 61.8745 | 0 | 0 | 30.9372 | 0 | 0 | 0 | 85.3964 | 0
3770 | 0 | 0 | 0 | 57.7568 | 0 | 0 | 28.8784 | 0 | 0 | 0 | 66.9097 | 0
3771 | 0 | 0 | 0 | 44.2179 | 0 | 0 | 22.1089 | 0 | 0 | 0 | 61.5079 | 0
3772 | 0 | 0 | 0 | 41.4679 | 0 | 0 | 20.734 | 0 | 0 | 0 | 58.749 | 0
3773 | 0 | 0 | 0 | 45.2239 | 0 | 0 | 22.6119 | 0 | 0 | 0 | 55.2869 | 0
3774 | 0 | 0 | 0 | 67.5101 | 0 | 0 | 33.7551 | 0 | 0 | 0 | 66.7935 | 0
3775 | 0 | 0 | 18.5 | 115.9597 | 0 | 0 | 57.9798 | 0 | 56.3 | 42.9 | 58.4016 | 0
3776 | 0.7 | 0.1 | 13 | 172.497 | 0 | 0 | 86.2485 | 10.6 | 37.6 | 43 | 49.2034 | 0
3777 | 2.1 | 0 | 0 | 254.027 | 0 | 0 | 127.0135 | 7.8 | 0 | 43.2 | 48.5137 | 0
3778 | 3.5 | 0 | 0 | 320.2962 | 0 | 0 | 160.1481 | 13.9 | 0 | 43.4 | 63.2335 | 0
3779 | 3.5 | 0 | 0 | 298.4693 | 0 | 0 | 149.2347 | 22.9 | 0 | 43.4 | 142.0804 | 0
3780 | 2.8 | 0 | 0 | 252.1613 | 0 | 0 | 126.0807 | 47.5 | 0 | 43.3 | 192.9201 | 0
3781 | 1.4 | 0 | 0 | 242.7951 | 0 | 0 | 121.3976 | 57.3 | 75.1 | 43.1 | 93.9625 | 0
3782 | 2.1 | 0 | 0 | 243.7395 | 0 | 0 | 121.8697 | 64 | 37.6 | 43.2 | 128.1771 | 0
3783 | 3.5 | 0 | 0 | 244.0274 | 0 | 0 | 122.0137 | 79.4 | 0 | 43.4 | 159.7523 | 0
3784 | 2.8 | 0 | 0 | 224.2488 | 0 | 0 | 112.1244 | 86.5 | 0 | 43.3 | 232.677 | 0
3785 | 2.1 | 0 | 0 | 174.9271 | 0 | 0 | 87.4635 | 98.9 | 0 | 43.2 | 117.2889 | 0
3786 | 0.7 | 0 | 0 | 144.1353 | 0 | 0 | 72.0677 | 92.9 | 37.6 | 43 | 175.8978 | 0
3787 | 0 | 0 | 0 | 111.1543 | 0 | 0 | 55.5772 | 10.7 | 75.1 | 42.9 | 198.8461 | 0
3788 | 0 | 0 | 0 | 89.103 | 0 | 0 | 44.5515 | 0 | 75.1 | 42.9 | 180.2475 | 0
3789 | 0 | 0 | 0 | 65.6515 | 0 | 0 | 32.8258 | 0 | 75.1 | 42.9 | 316.1446 | 0
3790 | 0 | 0 | 0 | 63.7579 | 0 | 0 | 31.8789 | 0 | 93.9 | 42.9 | 252.38 | 0
3791 | 0 | 0 | 0 | 61.9544 | 0 | 0 | 30.9772 | 0 | 0 | 0 | 106.1818 | 0
3792 | 0 | 0 | 0 | 60.4845 | 0 | 0 | 30.2422 | 0 | 0 | 0 | 92.7693 | 0
3793 | 0 | 0 | 0 | 44.8312 | 0 | 0 | 22.4156 | 0 | 0 | 0 | 64.6095 | 0
3794 | 0 | 0 | 0 | 43.1871 | 0 | 0 | 21.5935 | 0 | 0 | 0 | 66.2174 | 0
3795 | 0 | 0 | 0 | 41.1586 | 0 | 0 | 20.5793 | 0 | 0 | 0 | 67.0244 | 0
3796 | 0 | 0 | 0 | 43.6166 | 0 | 0 | 21.8083 | 0 | 0 | 0 | 52.3063 | 0
3797 | 0 | 0 | 0 | 41.3809 | 0 | 0 | 20.6904 | 0 | 0 | 0 | 75.5595 | 0
3798 | 0 | 0 | 0 | 63.9131 | 0 | 0 | 31.9566 | 0 | 0 | 0 | 69.5543 | 0
3799 | 0 | 0 | 29.5 | 89.4793 | 0 | 0 | 44.7396 | 0 | 56.3 | 42.9 | 65.9858 | 0
3800 | 0.7 | 5.4 | 28 | 126.0201 | 0 | 0 | 63.01 | 0 | 37.6 | 43 | 87.8814 | 0
3801 | 2.1 | 0.1 | 0 | 201.4121 | 0 | 0 | 100.7061 | 0 | 0 | 43.2 | 84.8067 | 0
3802 | 3.5 | 0 | 0 | 283.8599 | 0 | 0 | 141.9299 | 0 | 0 | 43.4 | 90.9787 | 0
3803 | 3.5 | 0 | 0 | 289.4577 | 0 | 0 | 144.7288 | 0 | 0 | 43.4 | 111.7547 | 0
3804 | 2.8 | 0 | 0 | 273.9318 | 0 | 0 | 136.9659 | 10.3 | 0 | 43.3 | 146.4057 | 0
3805 | 1.4 | 0 | 0.9 | 274.1745 | 0 | 0 | 137.0872 | 15.6 | 75.1 | 43.1 | 147.4248 | 0
3806 | 2.1 | 0 | 0 | 268.6653 | 0 | 0 | 134.3327 | 13.2 | 37.6 | 43.2 | 104.0112 | 0
3807 | 3.5 | 0 | 0 | 253.6028 | 0 | 0 | 126.8014 | 4.6 | 0 | 43.4 | 99.5966 | 0
3808 | 2.8 | 0 | 0 | 213.2341 | 0 | 0 | 106.6171 | 0.4 | 0 | 43.3 | 221.523 | 0
3809 | 2.1 | 0 | 0 | 162.2928 | 0 | 0 | 81.1464 | 4.3 | 0 | 43.2 | 119.0952 | 0
3810 | 0.7 | 0 | 0 | 134.1565 | 0 | 0 | 67.0782 | 6.6 | 37.6 | 43 | 155.7053 | 0
3811 | 0 | 0 | 0 | 113.5649 | 0 | 0 | 56.7825 | 0 | 75.1 | 42.9 | 100.0671 | 0
3812 | 0 | 0 | 0 | 74.5466 | 0 | 0 | 37.2733 | 0 | 75.1 | 42.9 | 144.6933 | 0
3813 | 0 | 0 | 0 | 44.3053 | 0 | 0 | 22.1526 | 0 | 75.1 | 42.9 | 138.1875 | 0
3814 | 0 | 0 | 0 | 43.6718 | 0 | 0 | 21.8359 | 0 | 93.9 | 42.9 | 142.5263 | 0
3815 | 0 | 0 | 0 | 40.5106 | 0 | 0 | 20.2553 | 0 | 0 | 0 | 122.991 | 0
3816 | 0 | 0 | 0 | 39.5415 | 0 | 0 | 19.7707 | 0 | 0 | 0 | 104.982 | 0
3817 | 0 | 0 | 0 | 41.0573 | 0 | 0 | 20.5286 | 0 | 0 | 0 | 74.1636 | 0
3818 | 0 | 0 | 0 | 42.0425 | 0 | 0 | 21.0213 | 0 | 0 | 0 | 62.0851 | 0
3819 | 0 | 0 | 0 | 40.9321 | 0 | 0 | 20.466 | 0 | 0 | 0 | 58.2861 | 0
3820 | 0 | 0 | 0 | 41.8377 | 0 | 0 | 20.9188 | 0 | 0 | 0 | 55.8642 | 0
3821 | 0 | 0 | 0 | 43.2367 | 0 | 0 | 21.6183 | 0 | 0 | 0 | 60.9339 | 0
3822 | 0 | 0 | 0 | 54.6806 | 0 | 0 | 27.3403 | 0 | 0 | 0 | 85.8633 | 0
3823 | 0 | 0 | 73.4 | 69.3938 | 0 | 0 | 34.6969 | 0 | 56.3 | 42.9 | 52.0747 | 0
3824 | 0 | 0 | 28.1 | 70.7386 | 0 | 0 | 35.3693 | 0 | 37.6 | 42.9 | 55.4015 | 0
3825 | 0 | 0 | 0 | 65.6357 | 0 | 0 | 32.8178 | 0 | 0 | 42.9 | 75.9125 | 0
3826 | 0 | 0 | 0 | 67.3468 | 0 | 0 | 33.6734 | 0 | 0 | 42.9 | 191.7884 | 0
3827 | 0 | 0 | 0 | 72.8278 | 0 | 0 | 36.4139 | 0 | 0 | 42.9 | 245.5794 | 0
3828 | 0 | 0 | 0 | 81.5679 | 0 | 0 | 40.7839 | 0 | 0 | 42.9 | 136.6932 | 0
3829 | 0 | 0 | 0 | 86.8827 | 0 | 0 | 43.4414 | 0 | 75.1 | 42.9 | 161.6076 | 0
3830 | 0 | 0 | 0 | 94.2093 | 0 | 0 | 47.1047 | 0 | 37.6 | 42.9 | 112.3615 | 0
3831 | 0 | 0 | 0 | 93.0177 | 0 | 5.5 | 46.5088 | 0 | 0 | 42.9 | 103.297 | 0
3832 | 0 | 0 | 0 | 90.8287 | 0 | 25.8 | 45.4143 | 0 | 0 | 42.9 | 137.6613 | 0
3833 | 0 | 0 | 0 | 86.7885 | 0 | 50.5 | 43.3943 | 0 | 0 | 42.9 | 221.4404 | 0
3834 | 0 | 0 | 0 | 85.8805 | 0 | 72.7 | 42.9402 | 0 | 37.6 | 42.9 | 115.5025 | 0
3835 | 0 | 0 | 0 | 80.0734 | 0 | 59.1 | 40.0367 | 0 | 75.1 | 42.9 | 121.3109 | 0
3836 | 0 | 0 | 0 | 74.3374 | 0 | 7.8 | 37.1687 | 0 | 75.1 | 42.9 | 132.4157 | 0
3837 | 0 | 0 | 0 | 61.0488 | 0 | 0 | 30.5244 | 0 | 75.1 | 42.9 | 166.9779 | 0
3838 | 0 | 0 | 0 | 47.768 | 0 | 0 | 23.884 | 0 | 93.9 | 42.9 | 134.2481 | 0
3839 | 0 | 0 | 0 | 45.5118 | 0 | 0 | 22.7559 | 0 | 0 | 0 | 124.9231 | 0
3840 | 0 | 0 | 0 | 43.6281 | 0 | 0 | 21.8141 | 0 | 0 | 0 | 148.0866 | 0
3841 | 0 | 0 | 0 | 42.91 | 0 | 0 | 21.455 | 0 | 0 | 0 | 93.4851 | 0
3842 | 0 | 0 | 0 | 43.952 | 0 | 0 | 21.976 | 0 | 0 | 0 | 46.7924 | 0
3843 | 0 | 0 | 0 | 41.1419 | 0 | 0 | 20.571 | 0 | 0 | 0 | 47.5942 | 0
3844 | 0 | 0 | 0 | 44.9846 | 0 | 0 | 22.4923 | 0 | 0 | 0 | 48.2847 | 0
3845 | 0 | 0 | 0 | 45.3637 | 0 | 0 | 22.6818 | 0 | 0 | 0 | 53.1087 | 0
3846 | 0 | 0 | 0 | 47.8889 | 0 | 0 | 23.9445 | 0 | 0 | 0 | 56.4383 | 0
3847 | 0 | 0 | 0 | 58.7684 | 0 | 0 | 29.3842 | 0 | 56.3 | 42.9 | 86.1068 | 0
3848 | 0 | 0 | 0 | 61.704 | 0 | 0 | 30.852 | 0 | 37.6 | 42.9 | 133.092 | 0
3849 | 0 | 0 | 0 | 61.6396 | 0 | 0 | 30.8198 | 0 | 0 | 42.9 | 108.3669 | 0
3850 | 0 | 0 | 0 | 68.3134 | 0 | 0 | 34.1567 | 0 | 0 | 42.9 | 72.3176 | 0
3851 | 0 | 0 | 0 | 77.6892 | 0 | 0 | 38.8446 | 0 | 0 | 42.9 | 52.9935 | 0
3852 | 0 | 0 | 0 | 82.1319 | 0 | 5.2 | 41.066 | 0 | 0 | 42.9 | 130.8956 | 0
3853 | 0 | 0 | 0 | 86.2115 | 0 | 24.8 | 43.1057 | 0 | 75.1 | 42.9 | 273.8507 | 0
3854 | 0 | 0 | 0 | 84.7381 | 0 | 45.9 | 42.369 | 0 | 37.6 | 42.9 | 112.4847 | 0
3855 | 0 | 0 | 0 | 85.1968 | 0 | 69.5 | 42.5984 | 0 | 0 | 42.9 | 264.4866 | 0
3856 | 0 | 0 | 0 | 83.7355 | 0 | 96.6 | 41.8677 | 0 | 0 | 42.9 | 194.1118 | 0
3857 | 0 | 0 | 0 | 83.6462 | 0 | 121.1 | 41.8231 | 0 | 0 | 42.9 | 146.0135 | 0
3858 | 0 | 0 | 0 | 82.873 | 0 | 137.4 | 41.4365 | 0 | 37.6 | 42.9 | 124.4076 | 61.2
3859 | 0 | 0 | 0 | 75.8349 | 0 | 141.6 | 37.9175 | 0 | 75.1 | 42.9 | 167.5852 | 95
3860 | 0 | 0 | 0 | 70.9506 | 0 | 65.8 | 35.4753 | 0 | 75.1 | 42.9 | 198.1478 | 42.9
3861 | 0 | 0 | 0 | 69.1502 | 0 | 28.2 | 34.5751 | 0 | 75.1 | 42.9 | 174.6516 | 7.5
3862 | 0 | 0 | 0 | 62.41 | 0 | 5 | 31.205 | 0 | 93.9 | 42.9 | 195.8686 | 0.5
3863 | 0 | 0 | 0 | 63.6534 | 0 | 0 | 31.8267 | 0 | 0 | 0 | 170.2807 | 0
3864 | 0 | 0 | 0 | 61.5246 | 0 | 0 | 30.7623 | 0 | 0 | 0 | 75.3242 | 0
3865 | 0 | 0 | 0 | 59.8587 | 0 | 0 | 29.9294 | 0 | 0 | 0 | 59.2079 | 0
3866 | 0 | 0 | 0 | 51.9752 | 0 | 0 | 25.9876 | 0 | 0 | 0 | 48.7434 | 0
3867 | 0 | 0 | 0 | 42.7529 | 0 | 0 | 21.3764 | 0 | 0 | 0 | 48.9741 | 0
3868 | 0 | 0 | 0 | 40.563 | 0 | 0 | 20.2815 | 0 | 0 | 0 | 49.7778 | 0
3869 | 0 | 0 | 0 | 44.3645 | 0 | 0 | 22.1822 | 0 | 0 | 0 | 52.1911 | 0
3870 | 0 | 0 | 0 | 58.9981 | 0 | 0 | 29.499 | 0 | 0 | 0 | 48.6284 | 0
3871 | 0 | 0 | 0 | 92.3622 | 0 | 0 | 46.1811 | 0 | 56.3 | 42.9 | 73.8165 | 0
3872 | 0.7 | 0 | 0 | 133.4904 | 0 | 10.7 | 66.7452 | 0 | 37.6 | 43 | 55.8628 | 0
3873 | 2.1 | 0 | 0 | 178.0604 | 0 | 52.8 | 89.0302 | 0 | 0 | 43.2 | 59.2073 | 0
3874 | 3.5 | 0 | 0 | 238.4841 | 0 | 106.1 | 119.2421 | 0 | 0 | 43.4 | 94.2023 | 0
3875 | 3.5 | 0 | 0 | 255.223 | 0 | 160.3 | 127.6115 | 0 | 0 | 43.4 | 116.2776 | 0
3876 | 2.8 | 0 | 0 | 260.9901 | 0 | 175.7 | 130.495 | 4.9 | 0 | 43.3 | 75.7963 | 0
3877 | 1.4 | 0 | 0 | 250.0514 | 0 | 189.7 | 125.0257 | 7.3 | 75.1 | 43.1 | 91.0987 | 201.7
3878 | 2.1 | 0 | 0 | 246.9627 | 0 | 202 | 123.4813 | 14.4 | 37.6 | 43.2 | 128.0329 | 194.4
3879 | 3.5 | 0 | 0 | 246.9974 | 0 | 210.3 | 123.4987 | 34.3 | 0 | 43.4 | 126.8577 | 0
3880 | 2.8 | 0 | 0 | 215.4612 | 0 | 207.6 | 107.7306 | 45.2 | 0 | 43.3 | 92.1724 | 0
3881 | 2.1 | 0 | 0 | 153.9618 | 0 | 216.3 | 76.9809 | 56.2 | 0 | 43.2 | 99.1073 | 0
3882 | 0.7 | 0 | 0 | 114.9909 | 0 | 183.8 | 57.4954 | 39.9 | 37.6 | 43 | 79.1181 | 266.4
3883 | 0 | 0 | 0 | 90.4515 | 0 | 82.7 | 45.2258 | 0 | 75.1 | 42.9 | 97.3109 | 230.8
3884 | 0 | 0 | 0 | 64.4351 | 0 | 29.2 | 32.2175 | 0 | 75.1 | 42.9 | 111.5077 | 147
3885 | 0 | 0 | 0 | 46.087 | 0 | 16.4 | 23.0435 | 0 | 75.1 | 42.9 | 174.14 | 74
3886 | 0 | 0 | 0 | 44.8414 | 0 | 5.4 | 22.4207 | 0 | 93.9 | 42.9 | 168.9499 | 34.5
3887 | 0 | 0 | 0 | 41.6511 | 0 | 0 | 20.8256 | 0 | 0 | 0 | 123.5186 | 0
3888 | 0 | 0 | 0 | 42.8964 | 0 | 0 | 21.4482 | 0 | 0 | 0 | 102.339 | 0
3889 | 0 | 0 | 0 | 43.3836 | 0 | 0 | 21.6918 | 0 | 0 | 0 | 60.1268 | 0
3890 | 0 | 0 | 0 | 42.7668 | 0 | 0 | 21.3834 | 0 | 0 | 0 | 49.0891 | 0
3891 | 0 | 0 | 0 | 42.1504 | 0 | 0 | 21.0752 | 0 | 0 | 0 | 50.2379 | 0
3892 | 0 | 0 | 0 | 40.7189 | 0 | 0 | 20.3594 | 0 | 0 | 0 | 46.1083 | 0
3893 | 0 | 0 | 0 | 45.2403 | 0 | 0 | 22.6202 | 0 | 0 | 0 | 56.3219 | 0
3894 | 0 | 0 | 0 | 56.4809 | 0 | 0 | 28.2404 | 0 | 0 | 0 | 105.223 | 0
3895 | 0 | 0 | 0 | 90.3449 | 0 | 0 | 45.1724 | 0 | 56.3 | 42.9 | 54.4849 | 0
3896 | 0.7 | 0 | 0 | 168.3133 | 0 | 1 | 84.1567 | 0 | 37.6 | 43 | 55.2866 | 0
3897 | 2.1 | 0 | 0 | 269.4578 | 0 | 17.7 | 134.7289 | 0 | 0 | 43.2 | 82.0814 | 0
3898 | 3.5 | 0 | 0 | 272.7089 | 0 | 41.8 | 136.3544 | 1.6 | 0 | 43.4 | 119.3397 | 0
3899 | 3.5 | 0 | 0 | 282.6812 | 0 | 73.2 | 141.3406 | 15.2 | 0 | 43.4 | 144.6599 | 0
3900 | 2.8 | 0 | 0 | 245.9294 | 0 | 120.3 | 122.9647 | 39.9 | 0 | 43.3 | 106.6716 | 0
3901 | 1.4 | 0 | 0 | 211.475 | 0 | 152 | 105.7375 | 46.8 | 75.1 | 43.1 | 89.4294 | 172.7
3902 | 2.1 | 0 | 0 | 209.8773 | 0 | 173.5 | 104.9387 | 58.1 | 37.6 | 43.2 | 133.306 | 180.3
3903 | 3.5 | 0 | 0 | 229.1629 | 0 | 205 | 114.5814 | 78.1 | 0 | 43.4 | 183.4361 | 0
3904 | 2.8 | 0 | 0 | 172.9076 | 0 | 236.5 | 86.4538 | 80.9 | 0 | 43.3 | 95.7484 | 0
3905 | 2.1 | 0 | 0 | 111.0096 | 0 | 259.5 | 55.5048 | 83.7 | 0 | 43.2 | 136.5617 | 0
3906 | 0.7 | 0 | 0 | 88.6657 | 0 | 272.9 | 44.3329 | 65.3 | 37.6 | 43 | 160.4391 | 415.6
3907 | 0 | 0 | 0 | 70.9375 | 0 | 194.3 | 35.4688 | 0 | 75.1 | 42.9 | 199.0484 | 443.8
3908 | 0 | 0 | 0 | 52.508 | 0 | 113 | 26.254 | 0 | 75.1 | 42.9 | 236.3976 | 353.6
3909 | 0 | 0 | 0 | 43.2246 | 0 | 77.9 | 21.6123 | 0 | 75.1 | 42.9 | 263.7161 | 245.6
3910 | 0 | 0 | 0 | 42.4597 | 0 | 53.4 | 21.2298 | 0 | 93.9 | 42.9 | 255.42 | 197
3911 | 0 | 0 | 0 | 44.2966 | 0 | 0 | 22.1483 | 0 | 0 | 0 | 157.2859 | 0
3912 | 0 | 0 | 0 | 42.7011 | 0 | 0 | 21.3506 | 0 | 0 | 0 | 121.7719 | 0
3913 | 0 | 0 | 0 | 43.5094 | 0 | 0 | 21.7547 | 0 | 0 | 0 | 77.0891 | 0
3914 | 0 | 0 | 0 | 41.3167 | 0 | 0 | 20.6583 | 0 | 0 | 0 | 72.4343 | 0
3915 | 0 | 0 | 0 | 40.7743 | 0 | 0 | 20.3872 | 0 | 0 | 0 | 60.5875 | 0
3916 | 0 | 0 | 0 | 42.8604 | 0 | 0 | 21.4302 | 0 | 0 | 0 | 56.6679 | 0
3917 | 0 | 0 | 0 | 42.4925 | 0 | 0 | 21.2463 | 0 | 0 | 0 | 56.7835 | 0
3918 | 0 | 0 | 0 | 63.1061 | 0 | 0 | 31.5531 | 0 | 0 | 0 | 60.3578 | 0
3919 | 0 | 0 | 0 | 108.07 | 0 | 23.4 | 54.035 | 0 | 56.3 | 42.9 | 83.4992 | 158.8
3920 | 0.7 | 0 | 0 | 215.6819 | 0 | 57.4 | 107.8409 | 70.7 | 37.6 | 43 | 104.7377 | 111.9
3921 | 2.1 | 0 | 0 | 323.1379 | 0 | 58.8 | 161.569 | 88.4 | 0 | 43.2 | 101.7448 | 0
3922 | 3.5 | 0 | 0 | 391.7802 | 0 | 58.4 | 195.8901 | 125.9 | 0 | 43.4 | 220.5695 | 0
3923 | 3.5 | 0 | 0 | 368.0385 | 0 | 60.7 | 184.0193 | 141.2 | 0 | 43.4 | 108.7297 | 0
3924 | 2.8 | 0 | 0 | 339.1088 | 0 | 63.3 | 169.5544 | 148 | 0 | 43.3 | 144.2802 | 0
3925 | 1.4 | 0 | 0 | 291.8302 | 0 | 80.2 | 145.9151 | 119.4 | 75.1 | 43.1 | 89.7832 | 172.4
3926 | 2.1 | 0 | 0 | 295.1135 | 0 | 100.6 | 147.5567 | 124.9 | 37.6 | 43.2 | 249.9305 | 161
3927 | 3.5 | 0 | 0 | 268.497 | 0 | 124.1 | 134.2485 | 156.2 | 0 | 43.4 | 194.2336 | 0
3928 | 2.8 | 0 | 0 | 211.7902 | 0 | 149.9 | 105.8951 | 144.7 | 0 | 43.3 | 99.5913 | 0
3929 | 2.1 | 0 | 0 | 173.7236 | 0 | 177.7 | 86.8618 | 123.8 | 0 | 43.2 | 123.8118 | 0
3930 | 0.7 | 0 | 0 | 151.9835 | 0 | 175.2 | 75.9918 | 87.1 | 37.6 | 43 | 225.4104 | 281.1
3931 | 0 | 0 | 0 | 114.8582 | 0 | 85.5 | 57.4291 | 0 | 75.1 | 42.9 | 266.1051 | 312.3
3932 | 0 | 0 | 0 | 66.3423 | 0 | 24.2 | 33.1712 | 0 | 75.1 | 42.9 | 524.5687 | 222.5
3933 | 0 | 0 | 0 | 39.5579 | 0 | 19.1 | 19.7789 | 0 | 75.1 | 42.9 | 337.0576 | 141.6
3934 | 0 | 0 | 0 | 40.3643 | 0 | 5.7 | 20.1822 | 0 | 93.9 | 42.9 | 195.0117 | 84.3
3935 | 0 | 0 | 0 | 43.3675 | 0 | 0 | 21.6837 | 0 | 0 | 0 | 124.7929 | 0
3936 | 0 | 0 | 0 | 40.0634 | 0 | 0 | 20.0317 | 0 | 0 | 0 | 110.6587 | 0
3937 | 0 | 0 | 0 | 41.0347 | 0 | 0 | 20.5173 | 0 | 0 | 0 | 65.6407 | 0
3938 | 0 | 0 | 0 | 45.1929 | 0 | 0 | 22.5964 | 0 | 0 | 0 | 47.4794 | 0
3939 | 0 | 0 | 0 | 39.5213 | 0 | 0 | 19.7607 | 0 | 0 | 0 | 47.9405 | 0
3940 | 0 | 0 | 0 | 41.4531 | 0 | 0 | 20.7265 | 0 | 0 | 0 | 51.1566 | 0
3941 | 0 | 0 | 0 | 42.4588 | 0 | 0 | 21.2294 | 0 | 0 | 0 | 60.1262 | 0
3942 | 0 | 0 | 0 | 57.7153 | 0 | 0 | 28.8577 | 0 | 0 | 0 | 49.0884 | 0
3943 | 0 | 0 | 0 | 94.1709 | 0 | 0 | 47.0854 | 0 | 56.3 | 42.9 | 54.2562 | 0.6
3944 | 0.7 | 0 | 0 | 167.9675 | 0 | 1.5 | 83.9837 | 39.1 | 37.6 | 43 | 135.5112 | 0
3945 | 2.1 | 0 | 0 | 254.7907 | 0 | 6.4 | 127.3953 | 44 | 0 | 43.2 | 162.4603 | 0
3946 | 3.5 | 0 | 0 | 287.2972 | 0 | 7.9 | 143.6486 | 53.2 | 0 | 43.4 | 90.6237 | 0
3947 | 3.5 | 0 | 0 | 289.1462 | 0 | 13.7 | 144.5731 | 62.2 | 0 | 43.4 | 113.0872 | 0
3948 | 2.8 | 0 | 0 | 272.0605 | 0 | 19 | 136.0303 | 83.1 | 0 | 43.3 | 160.6924 | 0
3949 | 1.4 | 0 | 0 | 230.9558 | 0 | 26.2 | 115.4779 | 86.1 | 75.1 | 43.1 | 176.1457 | 15.9
3950 | 2.1 | 0 | 0 | 208.9705 | 0 | 35.7 | 104.4853 | 92.5 | 37.6 | 43.2 | 164.2581 | 10.2
3951 | 3.5 | 0 | 0 | 213.2552 | 0 | 42.8 | 106.6276 | 116.9 | 0 | 43.4 | 145.6171 | 0
3952 | 2.8 | 0 | 0 | 176.3434 | 0 | 42.9 | 88.1717 | 127.4 | 0 | 43.3 | 84.4497 | 0
3953 | 2.1 | 0 | 0 | 137.9381 | 0 | 41.7 | 68.9691 | 133.1 | 0 | 43.2 | 123.8746 | 0
3954 | 0.7 | 0 | 0 | 93.1175 | 0 | 37.9 | 46.5587 | 121.5 | 37.6 | 43 | 114.8932 | 10.4
3955 | 0 | 0 | 0 | 71.2816 | 0 | 2.2 | 35.6408 | 31.5 | 75.1 | 42.9 | 153.5044 | 21.2
3956 | 0 | 0 | 0 | 51.2265 | 0 | 0 | 25.6132 | 9.1 | 75.1 | 42.9 | 189.3397 | 3.2
3957 | 0 | 0 | 0 | 45.7015 | 0 | 0 | 22.8507 | 0.9 | 75.1 | 42.9 | 180.8004 | 0
3958 | 0 | 0 | 0 | 42.7994 | 0 | 0 | 21.3997 | 0 | 93.9 | 42.9 | 175.4452 | 0
3959 | 0 | 0 | 0 | 42.9407 | 0 | 0 | 21.4703 | 0 | 0 | 0 | 163.4716 | 0
3960 | 0 | 0 | 0 | 40.0138 | 0 | 0 | 20.0069 | 0 | 0 | 0 | 149.2821 | 0
3961 | 0 | 0 | 0 | 40.9947 | 0 | 0 | 20.4973 | 0 | 0 | 0 | 61.9703 | 0
3962 | 0 | 0 | 0 | 41.4636 | 0 | 0 | 20.7318 | 0 | 0 | 0 | 47.7102 | 0
3963 | 0 | 0 | 0 | 41.5011 | 0 | 0 | 20.7506 | 0 | 0 | 0 | 47.9409 | 0
3964 | 0 | 0 | 0 | 40.4089 | 0 | 0 | 20.2045 | 0 | 0 | 0 | 49.2049 | 0
3965 | 0 | 0 | 0 | 41.0595 | 0 | 0 | 20.5297 | 0 | 0 | 0 | 55.9777 | 0
3966 | 0 | 0 | 0 | 60.2418 | 0 | 0 | 30.1209 | 0 | 0 | 0 | 56.206 | 0
3967 | 0 | 0 | 0 | 111.1298 | 0 | 0 | 55.5649 | 0 | 56.3 | 42.9 | 60.9329 | 0
3968 | 0.7 | 0 | 0 | 164.0172 | 0 | 0 | 82.0086 | 18.1 | 37.6 | 43 | 120.3066 | 0
3969 | 2.1 | 0 | 0 | 253.3254 | 0 | 0 | 126.6627 | 12.3 | 0 | 43.2 | 109.2115 | 0
3970 | 3.5 | 0 | 0 | 333.4769 | 0 | 0 | 166.7385 | 39.6 | 0 | 43.4 | 185.8428 | 0
3971 | 3.5 | 0 | 0 | 310.7646 | 0 | 1.7 | 155.3823 | 63.2 | 0 | 43.4 | 134.6739 | 0
3972 | 2.8 | 0 | 0 | 271.1512 | 0 | 8.8 | 135.5756 | 85.9 | 0 | 43.3 | 120.1737 | 0
3973 | 1.4 | 0 | 0 | 262.2006 | 0 | 25.4 | 131.1003 | 92.6 | 75.1 | 43.1 | 226.4979 | 0
3974 | 2.1 | 0 | 0 | 265.5469 | 0 | 42.8 | 132.7734 | 94.7 | 37.6 | 43.2 | 129.5525 | 0
3975 | 3.5 | 0 | 0 | 246.1318 | 0 | 47.1 | 123.0659 | 89.6 | 0 | 43.4 | 121.3433 | 0
3976 | 2.8 | 0 | 0 | 225.49 | 0 | 60.4 | 112.745 | 75 | 0 | 43.3 | 108.9701 | 0
3977 | 2.1 | 0 | 0 | 185.6699 | 0 | 58.7 | 92.835 | 70.9 | 0 | 43.2 | 66.6787 | 0
3978 | 0.7 | 0 | 0 | 143.7916 | 0 | 52.2 | 71.8958 | 59.3 | 37.6 | 43 | 126.7364 | 1
3979 | 0 | 0 | 0 | 111.6276 | 0 | 2.5 | 55.8138 | 0 | 75.1 | 42.9 | 120.0466 | 5.9
3980 | 0 | 0 | 0 | 77.4298 | 0 | 0 | 38.7149 | 0 | 75.1 | 42.9 | 146.9986 | 0
3981 | 0 | 0 | 0 | 46.9985 | 0 | 0 | 23.4993 | 0 | 75.1 | 42.9 | 173.1295 | 0
3982 | 0 | 0 | 0 | 47.415 | 0 | 0 | 23.7075 | 0 | 93.9 | 42.9 | 157.8274 | 0
3983 | 0 | 0 | 0 | 41.7404 | 0 | 0 | 20.8702 | 0 | 0 | 0 | 131.3589 | 0
3984 | 0 | 0 | 0 | 40.9051 | 0 | 0 | 20.4526 | 0 | 0 | 0 | 90.978 | 0
3985 | 0 | 0 | 0 | 40.5862 | 0 | 0 | 20.2931 | 0 | 0 | 0 | 58.7506 | 0
3986 | 0 | 0 | 0 | 40.8245 | 0 | 0 | 20.4123 | 0 | 0 | 0 | 50.5819 | 0
3987 | 0 | 0 | 0 | 44.142 | 0 | 0 | 22.071 | 0 | 0 | 0 | 49.6625 | 0
3988 | 0 | 0 | 0 | 41.8619 | 0 | 0 | 20.9309 | 0 | 0 | 0 | 49.7771 | 0
3989 | 0 | 0 | 0 | 42.676 | 0 | 0 | 21.338 | 0 | 0 | 0 | 55.6324 | 0
3990 | 0 | 0 | 0 | 47.1234 | 0 | 0 | 23.5617 | 0 | 0 | 0 | 46.3355 | 0
3991 | 0 | 0 | 0 | 58.4037 | 0 | 0 | 29.2018 | 0 | 56.3 | 42.9 | 51.0421 | 0
3992 | 0 | 0 | 0 | 61.1849 | 0 | 0 | 30.5925 | 0 | 37.6 | 42.9 | 74.2779 | 0
3993 | 0 | 0 | 0 | 59.5256 | 0 | 0 | 29.7628 | 0 | 0 | 42.9 | 139.7324 | 0
3994 | 0 | 0 | 0 | 57.4193 | 0 | 0 | 28.7097 | 0 | 0 | 42.9 | 245.9407 | 0
3995 | 0 | 0 | 0 | 61.8987 | 0 | 0 | 30.9493 | 0 | 0 | 42.9 | 150.9941 | 0
3996 | 0 | 0 | 0 | 72.3557 | 0 | 0 | 36.1779 | 0 | 0 | 42.9 | 129.1424 | 0
3997 | 0 | 0 | 0 | 73.9553 | 0 | 0 | 36.9776 | 0 | 75.1 | 42.9 | 110.2978 | 0
3998 | 0 | 0 | 0 | 78.1367 | 0 | 0 | 39.0684 | 0.3 | 37.6 | 42.9 | 131.9555 | 0
3999 | 0 | 0 | 0 | 81.3903 | 0 | 0 | 40.6951 | 2.7 | 0 | 42.9 | 116.8089 | 0
4000 | 0 | 0 | 0 | 84.8602 | 0 | 0 | 42.4301 | 4.5 | 0 | 42.9 | 74.9737 | 0
4001 | 0 | 0 | 0 | 84.638 | 0 | 0 | 42.319 | 6.1 | 0 | 42.9 | 115.9936 | 0
4002 | 0 | 0 | 0 | 80.2293 | 0 | 0 | 40.1147 | 4.3 | 37.6 | 42.9 | 171.5104 | 0
4003 | 0 | 0 | 0 | 76.1424 | 0 | 0 | 38.0712 | 1.1 | 75.1 | 42.9 | 185.4878 | 0
4004 | 0 | 0 | 0 | 70.5883 | 0 | 0 | 35.2941 | 0 | 75.1 | 42.9 | 143.6758 | 0
4005 | 0 | 0 | 0 | 56.5853 | 0 | 0 | 28.2927 | 0 | 75.1 | 42.9 | 208.938 | 0
4006 | 0 | 0 | 0 | 49.2656 | 0 | 0 | 24.6328 | 0 | 93.9 | 42.9 | 289.5153 | 0
4007 | 0 | 0 | 0 | 44.7038 | 0 | 0 | 22.3519 | 0 | 0 | 0 | 154.8597 | 0
4008 | 0 | 0 | 0 | 42.8313 | 0 | 0 | 21.4156 | 0 | 0 | 0 | 75.3224 | 0
4009 | 0 | 0 | 0 | 41.8804 | 0 | 0 | 20.9402 | 0 | 0 | 0 | 60.3581 | 0
4010 | 0 | 0 | 0 | 42.5025 | 0 | 0 | 21.2512 | 0 | 0 | 0 | 45.9934 | 0
4011 | 0 | 0 | 0 | 41.9883 | 0 | 0 | 20.9942 | 0 | 0 | 0 | 46.1079 | 0
4012 | 0 | 0 | 0 | 43.7251 | 0 | 0 | 21.8626 | 0 | 0 | 0 | 53.4536 | 0
4013 | 0 | 0 | 0 | 43.9548 | 0 | 0 | 21.9774 | 0 | 0 | 0 | 76.2634 | 0
4014 | 0 | 0 | 0 | 47.1135 | 0 | 0 | 23.5567 | 0 | 0 | 0 | 85.0403 | 0
4015 | 0 | 0 | 0 | 56.9833 | 0 | 0 | 28.4916 | 0 | 56.3 | 42.9 | 76.8515 | 0
4016 | 0 | 0 | 0 | 62.0201 | 0 | 0 | 31.0101 | 0 | 37.6 | 42.9 | 56.4374 | 0
4017 | 0 | 0 | 0 | 60.0775 | 0 | 0 | 30.0388 | 0 | 0 | 42.9 | 110.6615 | 0
4018 | 0 | 0 | 0 | 56.4865 | 0 | 0 | 28.2432 | 0 | 0 | 42.9 | 101.9768 | 0
4019 | 0 | 0 | 0 | 56.3182 | 0 | 0.8 | 28.1591 | 0 | 0 | 42.9 | 104.3777 | 0
4020 | 0 | 0 | 0 | 56.656 | 0 | 15.5 | 28.328 | 0 | 0 | 42.9 | 110.7815 | 0
4021 | 0 | 0 | 0 | 53.5236 | 0 | 44.9 | 26.7618 | 0 | 75.1 | 42.9 | 97.1956 | 8.2
4022 | 0 | 0 | 0 | 57.0859 | 0 | 70.4 | 28.5429 | 0 | 37.6 | 42.9 | 199.4662 | 13.9
4023 | 0 | 0 | 0 | 64.4611 | 0 | 97.6 | 32.2305 | 0 | 0 | 42.9 | 84.4447 | 0
4024 | 0 | 0 | 0 | 66.3783 | 0 | 133.6 | 33.1891 | 0.5 | 0 | 42.9 | 106.553 | 0
4025 | 0 | 0 | 0 | 63.7638 | 0 | 162.1 | 31.8819 | 9.9 | 0 | 42.9 | 99.3504 | 0
4026 | 0 | 0 | 0 | 55.698 | 0 | 180.8 | 27.849 | 22.4 | 37.6 | 42.9 | 173.0139 | 196.9
4027 | 0 | 0 | 0 | 54.5414 | 0 | 176.7 | 27.2707 | 30.1 | 75.1 | 42.9 | 110.9035 | 257.1
4028 | 0 | 0 | 0 | 50.482 | 0 | 89.6 | 25.241 | 3.6 | 75.1 | 42.9 | 128.7344 | 178.1
4029 | 0 | 0 | 0 | 41.7918 | 0 | 49.1 | 20.8959 | 0 | 75.1 | 42.9 | 172.8412 | 78.2
4030 | 0 | 0 | 0 | 42.8945 | 0 | 20.8 | 21.4473 | 0 | 93.9 | 42.9 | 146.4614 | 38.7
4031 | 0 | 0 | 0 | 43.298 | 0 | 0 | 21.649 | 0 | 0 | 0 | 148.1202 | 0
4032 | 0 | 0 | 0 | 42.7622 | 0 | 0 | 21.3811 | 0 | 0 | 0 | 103.8938 | 0
4033 | 0 | 0 | 0 | 40.8803 | 0 | 0 | 20.4402 | 0 | 0 | 0 | 71.5096 | 0
4034 | 0 | 0 | 0 | 41.0421 | 0 | 0 | 20.5211 | 0 | 0 | 0 | 66.5633 | 0
4035 | 0 | 0 | 0 | 41.3914 | 0 | 0 | 20.6957 | 0 | 0 | 0 | 64.6085 | 0
4036 | 0 | 0 | 0 | 43.4161 | 0 | 0 | 21.7081 | 0 | 0 | 0 | 58.4038 | 0
4037 | 0 | 0 | 0 | 40.404 | 0 | 0 | 20.202 | 0 | 0 | 0 | 63.349 | 0
4038 | 0 | 0 | 0 | 53.6714 | 0 | 0 | 26.8357 | 0 | 0 | 0 | 53.2234 | 0
4039 | 0 | 0 | 0 | 85.9018 | 0 | 0 | 42.9509 | 0 | 56.3 | 42.9 | 54.7139 | 0
4040 | 0.7 | 0 | 0 | 179.0258 | 0 | 21.1 | 89.5129 | 108.6 | 37.6 | 43 | 55.5169 | 1.9
4041 | 2.1 | 0 | 0 | 302.7717 | 0 | 62 | 151.3858 | 125.6 | 0 | 43.2 | 76.499 | 0
4042 | 3.5 | 0 | 0 | 334.1767 | 0 | 118.8 | 167.0884 | 151 | 0 | 43.4 | 91.8176 | 0
4043 | 3.5 | 0 | 0 | 302.6086 | 0 | 186.2 | 151.3043 | 155.7 | 0 | 43.4 | 98.3966 | 0
4044 | 2.8 | 0 | 0 | 292.4159 | 0 | 242.9 | 146.208 | 149.8 | 0 | 43.3 | 181.2363 | 0
4045 | 1.4 | 0 | 0 | 267.3379 | 0 | 279 | 133.669 | 114.9 | 75.1 | 43.1 | 165.9014 | 425
4046 | 2.1 | 0 | 0 | 250.8634 | 0 | 306.3 | 125.4317 | 122.7 | 37.6 | 43.2 | 130.4012 | 399
4047 | 3.5 | 0 | 0 | 253.2138 | 0 | 344.5 | 126.6069 | 139.7 | 0 | 43.4 | 130.9289 | 0
4048 | 2.8 | 0 | 0 | 211.801 | 0 | 354.4 | 105.9005 | 124.5 | 0 | 43.3 | 199.8768 | 3.5
4049 | 2.1 | 0 | 0 | 160.1844 | 0 | 364.4 | 80.0922 | 111.8 | 0 | 43.2 | 165.9618 | 16.4
4050 | 0.7 | 0 | 0 | 130.2412 | 0 | 369.4 | 65.1206 | 87.8 | 37.6 | 43 | 228.9668 | 690.7
4051 | 0 | 0 | 0 | 95.4915 | 0 | 270.2 | 47.7457 | 0 | 75.1 | 42.9 | 188.5228 | 687.3
4052 | 0 | 0 | 0 | 74.3439 | 0 | 185 | 37.1719 | 0 | 75.1 | 42.9 | 180.5129 | 580.4
4053 | 0 | 0 | 0 | 54.0734 | 0 | 139.1 | 27.0367 | 0 | 75.1 | 42.9 | 172.7707 | 462.4
4054 | 0 | 0 | 0 | 42.6432 | 0 | 100.4 | 21.3216 | 0 | 93.9 | 42.9 | 156.7857 | 412.9
4055 | 0 | 0 | 0 | 42.7222 | 0 | 0 | 21.3611 | 0 | 0 | 0 | 144.3266 | 0
4056 | 0 | 0 | 0 | 42.6088 | 0 | 0 | 21.3044 | 0 | 0 | 0 | 90.7418 | 0
4057 | 0 | 0 | 0 | 42.1011 | 0 | 0 | 21.0506 | 0 | 0 | 0 | 67.4853 | 0
4058 | 0 | 0 | 0 | 40.9476 | 0 | 0 | 20.4738 | 0 | 0 | 0 | 51.5006 | 0
4059 | 0 | 0 | 0 | 42.292 | 0 | 0 | 21.146 | 0 | 0 | 0 | 46.1075 | 0
4060 | 0 | 0 | 0 | 41.4382 | 0 | 0 | 20.7191 | 0 | 0 | 0 | 47.9386 | 0
4061 | 0 | 0 | 0 | 43.1976 | 0 | 0 | 21.5988 | 0 | 0 | 0 | 55.0575 | 0
4062 | 0 | 0 | 0 | 58.5351 | 0 | 0 | 29.2675 | 0 | 0 | 0 | 86.1005 | 0
4063 | 0 | 0 | 0 | 86.9109 | 0 | 68.2 | 43.4555 | 0 | 56.3 | 42.9 | 73.01 | 374.4
4064 | 0.7 | 0 | 0 | 134.0684 | 0 | 177.7 | 67.0342 | 90.7 | 37.6 | 43 | 60.9322 | 406.6
4065 | 2.1 | 0 | 0 | 228.1826 | 0 | 256.7 | 114.0913 | 106.4 | 0 | 43.2 | 72.318 | 0
4066 | 3.5 | 0 | 0 | 257.3677 | 0 | 327.7 | 128.6839 | 149.3 | 0 | 43.4 | 51.2695 | 4.3
4067 | 3.5 | 0 | 0 | 270.642 | 0 | 370.4 | 135.321 | 178.1 | 0 | 43.4 | 68.8636 | 43.5
4068 | 2.8 | 0 | 0 | 264.0754 | 0 | 401.9 | 132.0377 | 190.2 | 0 | 43.3 | 270.1994 | 96.9
4069 | 1.4 | 0 | 0 | 255.8881 | 0 | 420.5 | 127.9441 | 160.1 | 75.1 | 43.1 | 135.23 | 968.8
4070 | 2.1 | 0 | 0 | 251.9583 | 0 | 446.3 | 125.9792 | 178.7 | 37.6 | 43.2 | 91.8182 | 840.4
4071 | 3.5 | 0 | 0 | 253.6279 | 0 | 496.1 | 126.8139 | 236.7 | 0 | 43.4 | 71.8579 | 194.2
4072 | 2.8 | 0 | 0 | 227.2429 | 0 | 507.8 | 113.6215 | 246.1 | 0 | 43.3 | 101.6204 | 307.8
4073 | 2.1 | 0 | 0 | 180.2987 | 0 | 505.8 | 90.1493 | 221.7 | 0 | 43.2 | 96.5886 | 361.5
4074 | 0.7 | 0 | 0 | 135.4665 | 0 | 502.8 | 67.7333 | 168.6 | 37.6 | 43 | 168.6229 | 1140.3
4075 | 0 | 0 | 0 | 101.2697 | 0 | 397.5 | 50.6348 | 49.5 | 75.1 | 42.9 | 240.8638 | 1123
4076 | 0 | 0 | 0 | 84.7839 | 0 | 310.9 | 42.392 | 26.5 | 75.1 | 42.9 | 206.5072 | 998.2
4077 | 0 | 0 | 0 | 65.2176 | 0 | 256.1 | 32.6088 | 19.8 | 75.1 | 42.9 | 224.674 | 856.2
4078 | 0 | 0 | 0 | 63.3478 | 0 | 221.2 | 31.6739 | 14.3 | 93.9 | 42.9 | 197.7419 | 809.4
4079 | 0 | 0 | 0 | 64.8764 | 0 | 51.5 | 32.4382 | 9.7 | 0 | 0 | 117.4834 | 109.1
4080 | 0 | 0 | 0 | 61.0132 | 0 | 47.4 | 30.5066 | 6.5 | 0 | 0 | 75.4407 | 107.1
4081 | 0 | 0 | 0 | 59.7001 | 0 | 32.2 | 29.85 | 4 | 0 | 0 | 58.9781 | 76.7
4082 | 0 | 0 | 0 | 62.0369 | 0 | 17.5 | 31.0184 | 1.6 | 0 | 0 | 49.3195 | 47
4083 | 0 | 0 | 0 | 60.817 | 0 | 10 | 30.4085 | 0.6 | 0 | 0 | 47.1342 | 28.9
4084 | 0 | 0 | 0 | 58.4706 | 0 | 4.3 | 29.2353 | 0 | 0 | 0 | 50.3526 | 18.3
4085 | 0 | 0 | 0 | 62.5163 | 0 | 0.4 | 31.2582 | 0 | 0 | 0 | 58.8642 | 12.4
4086 | 0 | 0 | 0 | 75.0375 | 0 | 0.6 | 37.5188 | 0 | 0 | 0 | 63.4636 | 12
4087 | 0 | 0 | 0 | 98.2216 | 0 | 161.2 | 49.1108 | 13.3 | 56.3 | 42.9 | 102.58 | 863.9
4088 | 0.7 | 0 | 0 | 179.4445 | 0 | 255.6 | 89.7223 | 139.2 | 37.6 | 43 | 82.7884 | 752.8
4089 | 2.1 | 0 | 0 | 250.9873 | 0 | 299.7 | 125.4937 | 131.6 | 0 | 43.2 | 62.4309 | 29.2
4090 | 3.5 | 0 | 0 | 263.5562 | 0 | 325.5 | 131.7781 | 174.3 | 0 | 43.4 | 99.8345 | 73.8
4091 | 3.5 | 0 | 0 | 275.1424 | 0 | 352.1 | 137.5712 | 189.1 | 0 | 43.4 | 193.8286 | 111
4092 | 2.8 | 0 | 0 | 262.6011 | 0 | 383.1 | 131.3005 | 174.2 | 0 | 43.3 | 111.6307 | 151.2
4093 | 1.4 | 0 | 0 | 251.3874 | 0 | 400.1 | 125.6937 | 134.4 | 75.1 | 43.1 | 225.0517 | 1112.5
4094 | 2.1 | 0 | 0 | 248.5901 | 0 | 413.7 | 124.295 | 147.1 | 37.6 | 43.2 | 144.4556 | 924.1
4095 | 3.5 | 0 | 0 | 249.4489 | 0 | 446.3 | 124.7244 | 197.8 | 0 | 43.4 | 254.1003 | 155.6
4096 | 2.8 | 0 | 0 | 225.6214 | 0 | 442.7 | 112.8107 | 196.3 | 0 | 43.3 | 246.6647 | 222.2
4097 | 2.1 | 0 | 0 | 177.5397 | 0 | 419.8 | 88.7699 | 167.9 | 0 | 43.2 | 218.8198 | 229.9
4098 | 0.7 | 0 | 0 | 140.4175 | 0 | 386.6 | 70.2088 | 126.9 | 37.6 | 43 | 222.7258 | 1070.8
4099 | 0 | 0 | 0 | 114.1029 | 0 | 251.9 | 57.0515 | 8.6 | 75.1 | 42.9 | 201.3191 | 975.4
4100 | 0 | 0 | 0 | 93.7336 | 0 | 164.9 | 46.8668 | 0 | 75.1 | 42.9 | 188.6969 | 838.2
4101 | 0 | 0 | 0 | 72.3973 | 0 | 146.5 | 36.1986 | 0 | 75.1 | 42.9 | 280.3894 | 746.5
4102 | 0 | 0 | 0 | 65.9369 | 0 | 120.9 | 32.9685 | 0 | 93.9 | 42.9 | 286.5908 | 696.6
4103 | 0 | 0 | 0 | 67.3366 | 0 | 3.1 | 33.6683 | 0 | 0 | 0 | 210.2545 | 14.6
4104 | 0 | 0 | 0 | 67.1187 | 0 | 0.8 | 33.5593 | 0 | 0 | 0 | 117.6239 | 14.9
4105 | 0 | 0 | 0 | 65.0168 | 0 | 0 | 32.5084 | 0 | 0 | 0 | 64.2654 | 6.6
4106 | 0 | 0 | 0 | 63.9259 | 0 | 0 | 31.9629 | 0 | 0 | 0 | 55.8631 | 0.7
4107 | 0 | 0 | 0 | 62.9828 | 0 | 0 | 31.4914 | 0 | 0 | 0 | 48.5142 | 0
4108 | 0 | 0 | 0 | 59.1772 | 0 | 0 | 29.5886 | 0 | 0 | 0 | 46.5634 | 0
4109 | 0 | 0 | 0 | 60.9484 | 0 | 0 | 30.4742 | 0 | 0 | 0 | 72.3197 | 0
4110 | 0 | 0 | 0 | 82.7022 | 0 | 0 | 41.3511 | 0 | 0 | 0 | 51.3845 | 0
4111 | 0 | 0 | 0 | 120.4997 | 0 | 89.5 | 60.2499 | 0 | 56.3 | 42.9 | 53.2231 | 637.7
4112 | 0.7 | 0 | 0 | 147.7934 | 0 | 163.6 | 73.8967 | 97.7 | 37.6 | 43 | 52.7647 | 491
4113 | 2.1 | 0 | 0 | 202.6769 | 0 | 196.5 | 101.3385 | 92.9 | 0 | 43.2 | 60.2431 | 0
4114 | 3.5 | 0 | 0 | 254.0258 | 0 | 239.5 | 127.0129 | 127.2 | 0 | 43.4 | 62.6613 | 3.1
4115 | 3.5 | 0 | 0 | 259.2161 | 0 | 241.3 | 129.608 | 148.5 | 0 | 43.4 | 121.765 | 8.1
4116 | 2.8 | 0 | 0 | 269.2591 | 0 | 261.1 | 134.6296 | 147.9 | 0 | 43.3 | 180.4009 | 16.3
4117 | 1.4 | 0 | 0 | 261.22 | 0 | 297.9 | 130.61 | 114.8 | 75.1 | 43.1 | 132.3774 | 814.3
4118 | 2.1 | 0 | 0 | 265.2744 | 0 | 314.9 | 132.6372 | 128.4 | 37.6 | 43.2 | 133.7597 | 697.2
4119 | 3.5 | 0 | 0 | 249.6553 | 0 | 342.3 | 124.8276 | 179.6 | 0 | 43.4 | 217.4025 | 33.6
4120 | 2.8 | 0 | 0 | 213.439 | 0 | 336.1 | 106.7195 | 175.8 | 0 | 43.3 | 71.1643 | 60.9
4121 | 2.1 | 0 | 0 | 174.2267 | 0 | 301.9 | 87.1133 | 147.3 | 0 | 43.2 | 180.0008 | 57.1
4122 | 0.7 | 0 | 0 | 142.0666 | 0 | 267.7 | 71.0333 | 110.4 | 37.6 | 43 | 119.2024 | 768.8
4123 | 0 | 0 | 0 | 107.4718 | 0 | 156 | 53.7359 | 3.1 | 75.1 | 42.9 | 114.4059 | 739.8
4124 | 0 | 0 | 0 | 81.3475 | 0 | 85 | 40.6738 | 0 | 75.1 | 42.9 | 104.2552 | 622.5
4125 | 0 | 0 | 0 | 68.4851 | 0 | 77.2 | 34.2426 | 0 | 75.1 | 42.9 | 208.4202 | 517.4
4126 | 0 | 0 | 0 | 64.9625 | 0 | 60.8 | 32.4813 | 0 | 93.9 | 42.9 | 160.5066 | 449.5
4127 | 0 | 0 | 0 | 66.4272 | 0 | 0 | 33.2136 | 0 | 0 | 0 | 111.6287 | 0
4128 | 0 | 0 | 0 | 61.5924 | 0 | 0 | 30.7962 | 0 | 0 | 0 | 80.8987 | 0
4129 | 0 | 0 | 0 | 62.1481 | 0 | 0 | 31.0741 | 0 | 0 | 0 | 69.4382 | 0
4130 | 0 | 0 | 0 | 59.5842 | 0 | 0 | 29.7921 | 0 | 0 | 0 | 67.9424 | 0
4131 | 0 | 0 | 0 | 58.7536 | 0 | 0 | 29.3768 | 0 | 0 | 0 | 58.6338 | 0
4132 | 0 | 0 | 0 | 56.0966 | 0 | 0 | 28.0483 | 0 | 0 | 0 | 47.4791 | 0
4133 | 0 | 0 | 0 | 54.8259 | 0 | 0 | 27.413 | 0 | 0 | 0 | 51.9593 | 0
4134 | 0 | 0 | 0 | 76.1737 | 0 | 0 | 38.0868 | 0 | 0 | 0 | 50.467 | 0
4135 | 0 | 0 | 0 | 104.98 | 0 | 17.3 | 52.49 | 0 | 56.3 | 42.9 | 52.7642 | 235.5
4136 | 0.7 | 0 | 0 | 137.2703 | 0 | 85.2 | 68.6351 | 61.7 | 37.6 | 43 | 60.2435 | 259.2
4137 | 2.1 | 0 | 0 | 215.9726 | 0 | 139 | 107.9863 | 68.8 | 0 | 43.2 | 75.2067 | 0
4138 | 3.5 | 0 | 0 | 279.8864 | 0 | 205.9 | 139.9432 | 108.1 | 0 | 43.4 | 79.4799 | 0
4139 | 3.5 | 0 | 0 | 293.9311 | 0 | 269.7 | 146.9656 | 127.7 | 0 | 43.4 | 107.2734 | 0
4140 | 2.8 | 0 | 0 | 280.7284 | 0 | 310.3 | 140.3642 | 136.3 | 0 | 43.3 | 70.1291 | 9.1
4141 | 1.4 | 0 | 0 | 251.9602 | 0 | 337.5 | 125.9801 | 125.9 | 75.1 | 43.1 | 76.7366 | 790.8
4142 | 2.1 | 0 | 0 | 248.525 | 0 | 363.6 | 124.2625 | 134 | 37.6 | 43.2 | 74.5103 | 676.1
4143 | 3.5 | 0 | 0 | 232.4831 | 0 | 395.5 | 116.2415 | 171.6 | 0 | 43.4 | 114.6531 | 72.3
4144 | 2.8 | 0 | 0 | 191.3954 | 0 | 404.3 | 95.6977 | 178 | 0 | 43.3 | 92.411 | 140.9
4145 | 2.1 | 0 | 0 | 150.1857 | 0 | 407.6 | 75.0928 | 172.1 | 0 | 43.2 | 91.8202 | 182
4146 | 0.7 | 0 | 0 | 115.4514 | 0 | 403.2 | 57.7257 | 120.9 | 37.6 | 43 | 128.8334 | 923.8
4147 | 0 | 0 | 0 | 91.6211 | 0 | 298 | 45.8106 | 15.4 | 75.1 | 42.9 | 112.3625 | 883.1
4148 | 0 | 0 | 0 | 78.6689 | 0 | 209.8 | 39.3344 | 0.8 | 75.1 | 42.9 | 166.8178 | 754.3
4149 | 0 | 0 | 0 | 62.6973 | 0 | 168.2 | 31.3487 | 0.1 | 75.1 | 42.9 | 179.7328 | 633.4
4150 | 0 | 0 | 0 | 58.0624 | 0 | 135.4 | 29.0312 | 0 | 93.9 | 42.9 | 120.7114 | 590.2
4151 | 0 | 0 | 0 | 59.0371 | 0 | 1.1 | 29.5186 | 0 | 0 | 0 | 146.9127 | 9.5
4152 | 0 | 0 | 0 | 58.4632 | 0 | 0 | 29.2316 | 0 | 0 | 0 | 99.1088 | 2.6
4153 | 0 | 0 | 0 | 56.0693 | 0 | 0 | 28.0347 | 0 | 0 | 0 | 67.2535 | 0
4154 | 0 | 0 | 0 | 58.7632 | 0 | 0 | 29.3816 | 0 | 0 | 0 | 56.553 | 0
4155 | 0 | 0 | 0 | 55.019 | 0 | 0 | 27.5095 | 0 | 0 | 0 | 50.8118 | 0
4156 | 0 | 0 | 0 | 56.3541 | 0 | 0 | 28.1771 | 0 | 0 | 0 | 60.5881 | 0
4157 | 0 | 0 | 0 | 55.3165 | 0 | 0 | 27.6583 | 0 | 0 | 0 | 55.7493 | 0
4158 | 0 | 0 | 0 | 64.917 | 0 | 0 | 32.4585 | 0 | 0 | 0 | 90.1402 | 0
4159 | 0 | 0 | 0 | 88.8715 | 0 | 54.8 | 44.4358 | 0.4 | 56.3 | 42.9 | 113.0853 | 402.6
4160 | 0 | 0 | 0 | 87.5432 | 0 | 109.7 | 43.7716 | 9.2 | 37.6 | 42.9 | 95.8707 | 397
4161 | 0 | 0 | 0 | 84.4588 | 0 | 169.7 | 42.2294 | 26.4 | 0 | 42.9 | 54.0269 | 1
4162 | 0 | 0 | 0 | 85.8938 | 0 | 220.4 | 42.9469 | 39 | 0 | 42.9 | 79.2421 | 16.1
4163 | 0 | 0 | 0 | 85.3424 | 0 | 259.3 | 42.6712 | 45.3 | 0 | 42.9 | 89.5485 | 50.9
4164 | 0 | 0 | 0 | 73.3955 | 0 | 295.7 | 36.6978 | 52.3 | 0 | 42.9 | 152.2386 | 93.4
4165 | 0 | 0 | 0 | 65.5012 | 0 | 319.6 | 32.7506 | 62.8 | 75.1 | 42.9 | 196.5917 | 857
4166 | 0 | 0 | 0 | 67.8727 | 0 | 335.9 | 33.9364 | 71.1 | 37.6 | 42.9 | 209.9796 | 771.7
4167 | 0 | 0 | 0 | 73.9965 | 0 | 367 | 36.9982 | 79.4 | 0 | 42.9 | 177.1185 | 169.7
4168 | 0 | 0 | 0 | 77.1276 | 0 | 379.8 | 38.5638 | 90.8 | 0 | 42.9 | 83.0312 | 256.6
4169 | 0 | 0 | 0 | 77.144 | 0 | 384.6 | 38.572 | 100.1 | 0 | 42.9 | 99.2303 | 295.8
4170 | 0 | 0 | 0 | 68.7377 | 0 | 389.8 | 34.3689 | 104.9 | 37.6 | 42.9 | 149.5605 | 988.7
4171 | 0 | 0 | 0 | 66.0718 | 0 | 346 | 33.0359 | 99.4 | 75.1 | 42.9 | 140.7182 | 999.5
4172 | 0 | 0 | 0 | 56.8277 | 0 | 264.6 | 28.4138 | 62.6 | 75.1 | 42.9 | 179.8376 | 892.7
4173 | 0 | 0 | 0 | 44.0025 | 0 | 215.1 | 22.0012 | 47.4 | 75.1 | 42.9 | 156.0714 | 763.2
4174 | 0 | 0 | 0 | 40.3773 | 0 | 179.7 | 20.1887 | 37.3 | 93.9 | 42.9 | 200.3441 | 713
4175 | 0 | 0 | 0 | 41.8634 | 0 | 19.5 | 20.9317 | 28.6 | 0 | 0 | 132.7868 | 35.3
4176 | 0 | 0 | 0 | 41.3917 | 0 | 10.2 | 20.6958 | 18.7 | 0 | 0 | 79.1211 | 25.2
4177 | 0 | 0 | 0 | 41.4481 | 0 | 0.8 | 20.7241 | 9.7 | 0 | 0 | 61.7421 | 15.1
4178 | 0 | 0 | 0 | 43.5627 | 0 | 0 | 21.7814 | 2.4 | 0 | 0 | 57.8216 | 5.1
4179 | 0 | 0 | 0 | 40.2465 | 0 | 0 | 20.1233 | 0 | 0 | 0 | 49.0904 | 0
4180 | 0 | 0 | 0 | 42.2254 | 0 | 0 | 21.1127 | 0 | 0 | 0 | 47.3636 | 0
4181 | 0 | 0 | 0 | 42.7024 | 0 | 0 | 21.3512 | 0 | 0 | 0 | 57.937 | 0
4182 | 0 | 0 | 0 | 49.1488 | 0 | 0 | 24.5744 | 0.1 | 0 | 0 | 50.0073 | 0
4183 | 0 | 0 | 0 | 63.5552 | 0 | 82.3 | 31.7776 | 26.6 | 56.3 | 42.9 | 53.2242 | 528.5
4184 | 0 | 0 | 0 | 67.7385 | 0 | 102.8 | 33.8693 | 40.8 | 37.6 | 42.9 | 52.5368 | 486
4185 | 0 | 0 | 0 | 67.5256 | 0 | 149.7 | 33.7628 | 56 | 0 | 42.9 | 81.4893 | 9
4186 | 0 | 0 | 0 | 62.657 | 0 | 194.9 | 31.3285 | 67 | 0 | 42.9 | 63.6933 | 35.4
4187 | 0 | 0 | 0 | 65.1429 | 0 | 227.2 | 32.5715 | 71.6 | 0 | 42.9 | 128.6655 | 73.8
4188 | 0 | 0 | 0 | 62.2107 | 0 | 258.7 | 31.1054 | 76.5 | 0 | 42.9 | 148.8913 | 115.1
4189 | 0 | 0 | 0 | 65.1559 | 0 | 285.8 | 32.578 | 83.2 | 75.1 | 42.9 | 99.589 | 918.1
4190 | 0 | 0 | 0 | 63.4117 | 0 | 299.5 | 31.7058 | 91.6 | 37.6 | 42.9 | 136.0044 | 814.4
4191 | 0 | 0 | 0 | 66.7403 | 0 | 311.1 | 33.3701 | 95.7 | 0 | 42.9 | 111.996 | 167.6
4192 | 0 | 0 | 0 | 66.9913 | 0 | 326 | 33.4956 | 102.2 | 0 | 42.9 | 215.0039 | 247.8
4193 | 0 | 0 | 0 | 65.2836 | 0 | 342.9 | 32.6418 | 105.6 | 0 | 42.9 | 92.1737 | 289.3
4194 | 0 | 0 | 0 | 53.6352 | 0 | 357.7 | 26.8176 | 104.8 | 37.6 | 42.9 | 212.9292 | 1032.4
4195 | 0 | 0 | 0 | 46.6325 | 0 | 344.1 | 23.3162 | 96.8 | 75.1 | 42.9 | 141.3804 | 1018.9
4196 | 0 | 0 | 0 | 44.4122 | 0 | 255.3 | 22.2061 | 56.6 | 75.1 | 42.9 | 190.1382 | 895.3
4197 | 0 | 0 | 0 | 43.0392 | 0 | 207.4 | 21.5196 | 45 | 75.1 | 42.9 | 177.3484 | 763.2
4198 | 0 | 0 | 0 | 44.4627 | 0 | 165.3 | 22.2314 | 37.3 | 93.9 | 42.9 | 182.4928 | 696.7
4199 | 0 | 0 | 0 | 39.4764 | 0 | 14.2 | 19.7382 | 31.1 | 0 | 0 | 142.24 | 27.1
4200 | 0 | 0 | 0 | 44.08 | 0 | 6.8 | 22.04 | 24.2 | 0 | 0 | 155.0602 | 23.1
4201 | 0 | 0 | 0 | 43.1939 | 0 | 0 | 21.5969 | 18.8 | 0 | 0 | 71.0498 | 12.9
4202 | 0 | 0 | 0 | 41.2966 | 0 | 0 | 20.6483 | 14.6 | 0 | 0 | 54.8293 | 3.1
4203 | 0 | 0 | 0 | 40.6256 | 0 | 0 | 20.3128 | 11.2 | 0 | 0 | 47.5937 | 0
4204 | 0 | 0 | 0 | 42.151 | 0 | 0 | 21.0755 | 9 | 0 | 0 | 48.1672 | 0
4205 | 0 | 0 | 0 | 44.5978 | 0 | 0 | 22.2989 | 7.2 | 0 | 0 | 48.8608 | 0
4206 | 0 | 0 | 0 | 62.9781 | 0 | 0 | 31.4891 | 7 | 0 | 0 | 91.5811 | 0
4207 | 0 | 0 | 0 | 86.0054 | 0 | 107.8 | 43.0027 | 33.8 | 56.3 | 42.9 | 89.4287 | 632.6
4208 | 0.7 | 0 | 0 | 127.6022 | 0 | 218.8 | 63.8011 | 162.6 | 37.6 | 43 | 96.8351 | 631.2
4209 | 2.1 | 0 | 0 | 184.4919 | 0 | 299.5 | 92.246 | 152.3 | 0 | 43.2 | 140.6634 | 29.7
4210 | 3.5 | 0 | 0 | 217.4078 | 0 | 368 | 108.7039 | 193.8 | 0 | 43.4 | 286.5525 | 99.6
4211 | 3.5 | 0 | 0 | 204.3304 | 0 | 404.4 | 102.1652 | 213.3 | 0 | 43.4 | 148.1303 | 163.5
4212 | 2.8 | 0 | 0 | 189.1342 | 0 | 425.3 | 94.5671 | 195.7 | 0 | 43.3 | 170.2163 | 214.5
4213 | 1.4 | 0 | 0 | 188.8144 | 0 | 436.1 | 94.4072 | 153.4 | 75.1 | 43.1 | 351.0933 | 1099
4214 | 2.1 | 0 | 0 | 198.6024 | 0 | 447.2 | 99.3012 | 164.7 | 37.6 | 43.2 | 109.5701 | 949.4
4215 | 3.5 | 0 | 0 | 196.1252 | 0 | 477.5 | 98.0626 | 213.3 | 0 | 43.4 | 97.3124 | 274.6
4216 | 2.8 | 0 | 0 | 168.0115 | 0 | 494 | 84.0057 | 206.3 | 0 | 43.3 | 113.4404 | 377.5
4217 | 2.1 | 0 | 0 | 119.7441 | 0 | 500.7 | 59.8721 | 177.7 | 0 | 43.2 | 138.3765 | 432.5
4218 | 0.7 | 0 | 0 | 79.643 | 0 | 511.6 | 39.8215 | 144.9 | 37.6 | 43 | 115.1395 | 1214
4219 | 0 | 0 | 0 | 63.1476 | 0 | 414.6 | 31.5738 | 20.3 | 75.1 | 42.9 | 146.6639 | 1221.8
4220 | 0 | 0 | 0 | 52.6651 | 0 | 321.9 | 26.3326 | 3.9 | 75.1 | 42.9 | 175.9257 | 1076.9
4221 | 0 | 0 | 0 | 45.6727 | 0 | 266.1 | 22.8363 | 3.7 | 75.1 | 42.9 | 237.5128 | 928.1
4222 | 0 | 0 | 0 | 42.2207 | 0 | 231 | 21.1104 | 2.5 | 93.9 | 42.9 | 227.6293 | 882.2
4223 | 0 | 0 | 0 | 43.2218 | 0 | 48.7 | 21.6109 | 0.8 | 0 | 0 | 233.6619 | 115.5
4224 | 0 | 0 | 0 | 43.9191 | 0 | 33.7 | 21.9596 | 0 | 0 | 0 | 163.079 | 86.3
4225 | 0 | 0 | 0 | 43.1381 | 0 | 17.1 | 21.5691 | 0 | 0 | 0 | 103.5391 | 51.4
4226 | 0 | 0 | 0 | 41.1645 | 0 | 4.7 | 20.5823 | 0 | 0 | 0 | 50.0068 | 31.2
4227 | 0 | 0 | 0 | 43.709 | 0 | 0 | 21.8545 | 0 | 0 | 0 | 47.25 | 18.6
4228 | 0 | 0 | 0 | 42.6029 | 0 | 0 | 21.3014 | 0 | 0 | 0 | 49.2059 | 8.3
4229 | 0 | 0 | 0 | 41.2724 | 0 | 0 | 20.6362 | 0 | 0 | 0 | 50.6959 | 1
4230 | 0 | 0 | 0 | 57.9341 | 0 | 0 | 28.9671 | 0 | 0 | 0 | 74.9759 | 0
4231 | 0 | 0 | 0 | 92.2212 | 0 | 83.4 | 46.1106 | 0 | 56.3 | 42.9 | 55.2881 | 612.5
4232 | 0.7 | 0 | 0 | 146.3612 | 0 | 135.2 | 73.1806 | 66.3 | 37.6 | 43 | 60.0102 | 482.3
4233 | 2.1 | 0 | 0 | 222.0316 | 0 | 155.7 | 111.0158 | 70.2 | 0 | 43.2 | 47.71 | 6.3
4234 | 3.5 | 0 | 0 | 260.8302 | 0 | 176.9 | 130.4151 | 88.2 | 0 | 43.4 | 54.0272 | 13.4
4235 | 3.5 | 0 | 0 | 274.5263 | 0 | 201.1 | 137.2631 | 91.3 | 0 | 43.4 | 104.2586 | 20.8
4236 | 2.8 | 0 | 0 | 254.2229 | 0 | 213.6 | 127.1115 | 110.2 | 0 | 43.3 | 82.2042 | 30.8
4237 | 1.4 | 0 | 0 | 226.1176 | 0 | 226.5 | 113.0588 | 95.6 | 75.1 | 43.1 | 96.5872 | 677.5
4238 | 2.1 | 0 | 0 | 231.4411 | 0 | 237.9 | 115.7206 | 102 | 37.6 | 43.2 | 89.309 | 580.5
4239 | 3.5 | 0 | 0 | 219.899 | 0 | 247.6 | 109.9495 | 120 | 0 | 43.4 | 151.044 | 34.2
4240 | 2.8 | 0 | 0 | 177.4347 | 0 | 247.8 | 88.7173 | 117.5 | 0 | 43.3 | 99.3527 | 55.3
4241 | 2.1 | 0 | 0 | 138.8939 | 0 | 241.1 | 69.447 | 108.4 | 0 | 43.2 | 78.4095 | 63.2
4242 | 0.7 | 0 | 0 | 109.6552 | 0 | 250.9 | 54.8276 | 84.7 | 37.6 | 43 | 138.0401 | 662.5
4243 | 0 | 0 | 0 | 82.2888 | 0 | 182.3 | 41.1444 | 2.1 | 75.1 | 42.9 | 138.9072 | 726.2
4244 | 0 | 0 | 0 | 74.9352 | 0 | 100 | 37.4676 | 0 | 75.1 | 42.9 | 187.5286 | 616.8
4245 | 0 | 0 | 0 | 64.8113 | 0 | 69.2 | 32.4057 | 0 | 75.1 | 42.9 | 232.8561 | 426.5
4246 | 0 | 0 | 0 | 64.2714 | 0 | 37.4 | 32.1357 | 0 | 93.9 | 42.9 | 145.394 | 291.3
4247 | 0 | 0 | 0 | 63.6779 | 0 | 0 | 31.839 | 0 | 0 | 0 | 121.3514 | 0
4248 | 0 | 0 | 0 | 63.4154 | 0 | 0 | 31.7077 | 0 | 0 | 0 | 83.9707 | 0
4249 | 0 | 0 | 0 | 50.6404 | 0 | 0 | 25.3202 | 0 | 0 | 0 | 51.6149 | 0
4250 | 0 | 0 | 0 | 41.0186 | 0 | 0 | 20.5093 | 0 | 0 | 0 | 47.7095 | 0
4251 | 0 | 0 | 0 | 43.7651 | 0 | 0 | 21.8825 | 0 | 0 | 0 | 71.7421 | 0
4252 | 0 | 0 | 0 | 43.2088 | 0 | 0 | 21.6044 | 0 | 0 | 0 | 49.434 | 0
4253 | 0 | 0 | 0 | 42.9593 | 0 | 0 | 21.4796 | 0 | 0 | 0 | 54.7131 | 0
4254 | 0 | 0 | 0 | 59.4078 | 0 | 0 | 29.7039 | 0 | 0 | 0 | 51.384 | 0
4255 | 0 | 0 | 0 | 89.8521 | 0 | 0 | 44.9261 | 0 | 56.3 | 42.9 | 70.5888 | 53.5
4256 | 0.7 | 0 | 0 | 149.5367 | 0 | 24.6 | 74.7683 | 63.9 | 37.6 | 43 | 115.0158 | 82
4257 | 2.1 | 0 | 0 | 214.392 | 0 | 52.8 | 107.196 | 86.9 | 0 | 43.2 | 69.4394 | 0
4258 | 3.5 | 0 | 0 | 235.0623 | 0 | 91.3 | 117.5311 | 118 | 0 | 43.4 | 91.4597 | 0
4259 | 3.5 | 0 | 0 | 248.8259 | 0 | 140.3 | 124.413 | 126.1 | 0 | 43.4 | 87.0566 | 0
4260 | 2.8 | 0 | 0 | 244.6097 | 0 | 182.4 | 122.3049 | 116.5 | 0 | 43.3 | 64.1498 | 0
4261 | 1.4 | 0 | 0 | 245.3594 | 0 | 217.6 | 122.6797 | 93.5 | 75.1 | 43.1 | 101.2633 | 456.7
4262 | 2.1 | 0 | 0 | 238.6952 | 0 | 241.8 | 119.3476 | 85.1 | 37.6 | 43.2 | 80.7793 | 443.5
4263 | 3.5 | 0 | 0 | 230.7119 | 0 | 269.7 | 115.3559 | 111.6 | 0 | 43.4 | 86.5804 | 19.5
4264 | 2.8 | 0 | 0 | 199.0471 | 0 | 295.1 | 99.5236 | 130.6 | 0 | 43.3 | 107.641 | 55.8
4265 | 2.1 | 0 | 0 | 151.474 | 0 | 316.3 | 75.737 | 117.4 | 0 | 43.2 | 167.6373 | 90.2
4266 | 0.7 | 0 | 0 | 118.8261 | 0 | 328 | 59.4131 | 94.2 | 37.6 | 43 | 163.2005 | 699
4267 | 0 | 0 | 0 | 99.1433 | 0 | 253.8 | 49.5716 | 3 | 75.1 | 42.9 | 131.1106 | 706.5
4268 | 0 | 0 | 0 | 83.9252 | 0 | 176.9 | 41.9626 | 0 | 75.1 | 42.9 | 121.9435 | 599
4269 | 0 | 0 | 0 | 65.8604 | 0 | 123.9 | 32.9302 | 0 | 75.1 | 42.9 | 143.7795 | 467
4270 | 0 | 0 | 0 | 65.4404 | 0 | 80.1 | 32.7202 | 0 | 93.9 | 42.9 | 125.1977 | 374.2
4271 | 0 | 0 | 0 | 64.2305 | 0 | 0 | 32.1153 | 0 | 0 | 0 | 109.5682 | 0
4272 | 0 | 0 | 0 | 61.9631 | 0 | 0 | 30.9816 | 0 | 0 | 0 | 114.8922 | 0
4273 | 0 | 0 | 0 | 59.1317 | 0 | 0 | 29.5658 | 0 | 0 | 0 | 190.0389 | 0
4274 | 0 | 0 | 0 | 58.1275 | 0 | 0 | 29.0638 | 0 | 0 | 0 | 68.8616 | 0
4275 | 0 | 0 | 0 | 57.5309 | 0 | 0 | 28.7655 | 0 | 0 | 0 | 53.6836 | 0
4276 | 0 | 0 | 0 | 49.4013 | 0 | 0 | 24.7007 | 0 | 0 | 0 | 50.466 | 0
4277 | 0 | 0 | 0 | 42.2313 | 0 | 0 | 21.1156 | 0 | 0 | 0 | 46.2215 | 0
4278 | 0 | 0 | 0 | 54.8414 | 0 | 0 | 27.4207 | 0 | 0 | 0 | 47.2495 | 0
4279 | 0 | 0 | 0 | 92.9944 | 0 | 4.6 | 46.4972 | 0 | 56.3 | 42.9 | 59.3216 | 108.5
4280 | 0.7 | 0 | 0 | 144.524 | 0 | 44.3 | 72.262 | 39.6 | 37.6 | 43 | 122.7216 | 142.6
4281 | 2.1 | 0 | 0 | 222.1692 | 0 | 85.3 | 111.0846 | 44.2 | 0 | 43.2 | 84.6849 | 0
4282 | 3.5 | 0 | 0 | 293.9528 | 0 | 122.8 | 146.9764 | 58 | 0 | 43.4 | 68.5168 | 0
4283 | 3.5 | 0 | 0 | 307.025 | 0 | 162.1 | 153.5125 | 71.5 | 0 | 43.4 | 114.5335 | 0
4284 | 2.8 | 0 | 0 | 297.6939 | 0 | 201.5 | 148.8469 | 89.6 | 0 | 43.3 | 108.4848 | 0.7
4285 | 1.4 | 0 | 0 | 295.3868 | 0 | 231.4 | 147.6934 | 90.1 | 75.1 | 43.1 | 180.4986 | 507.3
4286 | 2.1 | 0 | 0 | 265.3947 | 0 | 252.5 | 132.6973 | 100.3 | 37.6 | 43.2 | 143.6564 | 489
4287 | 3.5 | 0 | 0 | 259.1498 | 0 | 277.1 | 129.5749 | 120 | 0 | 43.4 | 127.2649 | 29.5
4288 | 2.8 | 0 | 0 | 248.8389 | 0 | 299.8 | 124.4195 | 123.9 | 0 | 43.3 | 93.9632 | 71.5
4289 | 2.1 | 0 | 0 | 207.6521 | 0 | 321.9 | 103.8261 | 126.9 | 0 | 43.2 | 87.8796 | 106.9
4290 | 0.7 | 0 | 0 | 166.5942 | 0 | 337.6 | 83.2971 | 109.9 | 37.6 | 43 | 140.0163 | 735.4
4291 | 0 | 0 | 0 | 117.5524 | 0 | 255.6 | 58.7762 | 19.2 | 75.1 | 42.9 | 193.9493 | 733.1
4292 | 0 | 0 | 0 | 82.6892 | 0 | 175 | 41.3446 | 1.4 | 75.1 | 42.9 | 315.4032 | 616.7
4293 | 0 | 0 | 0 | 51.167 | 0 | 121.3 | 25.5835 | 0 | 75.1 | 42.9 | 266.7758 | 480.3
4294 | 0 | 0 | 0 | 49.6449 | 0 | 81.9 | 24.8225 | 0 | 93.9 | 42.9 | 151.4256 | 392.9
4295 | 0 | 0 | 0 | 44.4506 | 0 | 0 | 22.2253 | 0 | 0 | 0 | 146.3298 | 0
4296 | 0 | 0 | 0 | 40.6783 | 0 | 0 | 20.3391 | 0 | 0 | 0 | 126.8602 | 0
4297 | 0 | 0 | 0 | 43.1276 | 0 | 0 | 21.5638 | 0 | 0 | 0 | 89.3102 | 0
4298 | 0 | 0 | 0 | 41.1063 | 0 | 0 | 20.5531 | 0 | 0 | 0 | 65.7561 | 0
4299 | 0 | 0 | 0 | 42.3332 | 0 | 0 | 21.1666 | 0 | 0 | 0 | 58.4025 | 0
4300 | 0 | 0 | 0 | 42.5508 | 0 | 0 | 21.2754 | 0 | 0 | 0 | 57.4789 | 0
4301 | 0 | 0 | 0 | 46.6694 | 0 | 0 | 23.3347 | 0 | 0 | 0 | 60.1255 | 0
4302 | 0 | 0 | 0 | 69.3458 | 0 | 0 | 34.6729 | 0 | 0 | 0 | 94.5594 | 0
4303 | 0 | 0 | 0 | 118.8633 | 0 | 8.4 | 59.4317 | 0 | 56.3 | 42.9 | 67.1384 | 134.3
4304 | 0.7 | 0 | 0 | 207.4352 | 0 | 51.8 | 103.7176 | 47.1 | 37.6 | 43 | 79.4769 | 167
4305 | 2.1 | 0 | 0 | 302.5649 | 0 | 93.8 | 151.2825 | 52.1 | 0 | 43.2 | 147.8514 | 0
4306 | 3.5 | 0 | 0 | 377.4335 | 0 | 133.1 | 188.7168 | 61.8 | 0 | 43.4 | 171.9447 | 0
4307 | 3.5 | 0 | 0 | 373.5979 | 0 | 172.1 | 186.799 | 70.7 | 0 | 43.4 | 111.6278 | 0
4308 | 2.8 | 0 | 0 | 333.8457 | 0 | 206.8 | 166.9229 | 89 | 0 | 43.3 | 180.3308 | 3.2
4309 | 1.4 | 0 | 0 | 293.2254 | 0 | 238.3 | 146.6127 | 88.3 | 75.1 | 43.1 | 132.3522 | 532.4
4310 | 2.1 | 0 | 0 | 293.3466 | 0 | 259.8 | 146.6733 | 101.5 | 37.6 | 43.2 | 162.9216 | 511.5
4311 | 3.5 | 0 | 0 | 261.7094 | 0 | 286 | 130.8547 | 133.8 | 0 | 43.4 | 127.212 | 39.1
4312 | 2.8 | 0 | 0 | 212.5452 | 0 | 308.9 | 106.2726 | 146.1 | 0 | 43.3 | 72.6635 | 86.2
4313 | 2.1 | 0 | 0 | 163.6304 | 0 | 328.1 | 81.8152 | 150.5 | 0 | 43.2 | 101.143 | 123.8
4314 | 0.7 | 0 | 0 | 115.0191 | 0 | 339.3 | 57.5095 | 130.1 | 37.6 | 43 | 229.8488 | 757.8
4315 | 0 | 0 | 0 | 88.2669 | 0 | 264.4 | 44.1334 | 32.4 | 75.1 | 42.9 | 262.6036 | 761
4316 | 0 | 0 | 0 | 77.2658 | 0 | 187.1 | 38.6329 | 11.7 | 75.1 | 42.9 | 164.4987 | 647.7
4317 | 0 | 0 | 0 | 66.4248 | 0 | 132.2 | 33.2124 | 2.3 | 75.1 | 42.9 | 129.4869 | 510
4318 | 0 | 0 | 0 | 63.7774 | 0 | 90.7 | 31.8887 | 0 | 93.9 | 42.9 | 154.632 | 424.4
4319 | 0 | 0 | 0 | 62.5238 | 0 | 0 | 31.2619 | 0 | 0 | 0 | 133.1736 | 3.3
4320 | 0 | 0 | 0 | 61.7629 | 0 | 0 | 30.8815 | 0 | 0 | 0 | 110.9054 | 0.1
4321 | 0 | 0 | 0 | 46.6641 | 0 | 0 | 23.3321 | 0 | 0 | 0 | 50.9268 | 0
4322 | 0 | 0 | 0 | 41.4019 | 0 | 0 | 20.701 | 0 | 0 | 0 | 47.249 | 0
4323 | 0 | 0 | 0 | 43.2686 | 0 | 0 | 21.6343 | 0 | 0 | 0 | 47.7105 | 0
4324 | 0 | 0 | 0 | 39.7792 | 0 | 0 | 19.8896 | 0 | 0 | 0 | 46.2222 | 0
4325 | 0 | 0 | 0 | 42.8257 | 0 | 0 | 21.4129 | 0 | 0 | 0 | 53.1076 | 0
4326 | 0 | 0 | 0 | 46.2987 | 0 | 0 | 23.1494 | 0 | 0 | 0 | 45.7672 | 0
4327 | 0 | 0 | 0 | 58.4322 | 0 | 25.1 | 29.2161 | 0 | 56.3 | 42.9 | 49.2039 | 230.1
4328 | 0 | 0 | 0 | 66.2621 | 0 | 60.8 | 33.131 | 0 | 37.6 | 42.9 | 55.5166 | 251.2
4329 | 0 | 0 | 0 | 70.685 | 0 | 100 | 35.3425 | 0 | 0 | 42.9 | 74.3939 | 0
4330 | 0 | 0 | 0 | 77.0647 | 0 | 151.3 | 38.5324 | 0 | 0 | 42.9 | 90.625 | 1.3
4331 | 0 | 0 | 0 | 87.555 | 0 | 197.9 | 43.7775 | 0 | 0 | 42.9 | 180.313 | 11.8
4332 | 0 | 0 | 0 | 88.9034 | 0 | 231.6 | 44.4517 | 0 | 0 | 42.9 | 76.4958 | 32.1
4333 | 0 | 0 | 0 | 89.5577 | 0 | 259 | 44.7788 | 0 | 75.1 | 42.9 | 111.7537 | 665.5
4334 | 0 | 0 | 0 | 90.7193 | 0 | 280.2 | 45.3596 | 0 | 37.6 | 42.9 | 155.0952 | 632.1
4335 | 0 | 0 | 0 | 91.6993 | 0 | 307.2 | 45.8496 | 0 | 0 | 42.9 | 155.7287 | 99.9
4336 | 0 | 0 | 0 | 94.5133 | 0 | 328.8 | 47.2567 | 0 | 0 | 42.9 | 144.0603 | 171.8
4337 | 0 | 0 | 0 | 90.4335 | 0 | 348.2 | 45.2168 | 0 | 0 | 42.9 | 126.235 | 218.5
4338 | 0 | 0 | 0 | 87.8234 | 0 | 360 | 43.9117 | 0 | 37.6 | 42.9 | 110.1788 | 884.2
4339 | 0 | 0 | 0 | 79.7511 | 0 | 317.2 | 39.8756 | 0 | 75.1 | 42.9 | 173.2334 | 895.5
4340 | 0 | 0 | 0 | 73.5049 | 0 | 234 | 36.7525 | 0 | 75.1 | 42.9 | 224.3723 | 779
4341 | 0 | 0 | 0 | 68.7833 | 0 | 179.9 | 34.3916 | 0 | 75.1 | 42.9 | 210.8179 | 641.4
4342 | 0 | 0 | 0 | 68.0695 | 0 | 130.4 | 34.0348 | 0 | 93.9 | 42.9 | 179.9973 | 546.3
4343 | 0 | 0 | 0 | 65.1968 | 0 | 6.7 | 32.5984 | 0 | 0 | 0 | 144.5372 | 14.6
4344 | 0 | 0 | 0 | 65.7051 | 0 | 1.4 | 32.8526 | 0 | 0 | 0 | 149.7419 | 9.2
4345 | 0 | 0 | 0 | 64.5156 | 0 | 0 | 32.2578 | 0 | 0 | 0 | 69.4402 | 1.1
4346 | 0 | 0 | 0 | 63.4898 | 0 | 0 | 31.7449 | 0 | 0 | 0 | 50.1222 | 0
4347 | 0 | 0 | 0 | 63.1898 | 0 | 0 | 31.5949 | 0 | 0 | 0 | 46.7922 | 0
4348 | 0 | 0 | 0 | 61.4982 | 0 | 0 | 30.7491 | 0 | 0 | 0 | 47.9398 | 0
4349 | 0 | 0 | 0 | 61.4508 | 0 | 0 | 30.7254 | 0 | 0 | 0 | 51.8453 | 0
4350 | 0 | 0 | 0 | 69.5069 | 0 | 0 | 34.7535 | 0 | 0 | 0 | 58.6332 | 0
4351 | 0 | 0 | 0 | 86.1767 | 0 | 20.1 | 43.0884 | 0 | 56.3 | 42.9 | 53.1068 | 223.3
4352 | 0 | 0 | 0 | 87.0715 | 0 | 31.6 | 43.5357 | 0 | 37.6 | 42.9 | 56.3204 | 241.6
4353 | 0 | 0 | 0 | 85.4026 | 0 | 66.4 | 42.7013 | 0 | 0 | 42.9 | 97.0737 | 0
4354 | 0 | 0 | 0 | 82.0591 | 0 | 100.5 | 41.0296 | 0 | 0 | 42.9 | 130.0068 | 0
4355 | 0 | 0 | 0 | 90.0777 | 0 | 136 | 45.0389 | 0 | 0 | 42.9 | 90.8606 | 2.9
4356 | 0 | 0 | 0 | 91.8685 | 0 | 166.2 | 45.9342 | 0 | 0 | 42.9 | 181.8784 | 14.1
4357 | 0 | 0 | 0 | 89.0153 | 0 | 192.7 | 44.5077 | 0 | 75.1 | 42.9 | 108.3678 | 611.4
4358 | 0 | 0 | 0 | 92.2187 | 0 | 210 | 46.1093 | 0 | 37.6 | 42.9 | 84.2052 | 580.3
4359 | 0 | 0 | 0 | 90.0737 | 0 | 225.6 | 45.0369 | 0 | 0 | 42.9 | 88.0051 | 61.6
4360 | 0 | 0 | 0 | 92.091 | 0 | 246.3 | 46.0455 | 0.2 | 0 | 42.9 | 104.7427 | 116.2
4361 | 0 | 0 | 0 | 89.7269 | 0 | 265.5 | 44.8635 | 0.3 | 0 | 42.9 | 171.8044 | 152.4
4362 | 0 | 0 | 0 | 88.2762 | 0 | 279.7 | 44.1381 | 0 | 37.6 | 42.9 | 148.8005 | 800.3
4363 | 0 | 0 | 0 | 83.9893 | 0 | 275.1 | 41.9947 | 0 | 75.1 | 42.9 | 116.2263 | 795.3
4364 | 0 | 0 | 0 | 79.0594 | 0 | 190.6 | 39.5297 | 0 | 75.1 | 42.9 | 136.0596 | 675.1
4365 | 0 | 0 | 0 | 69.8395 | 0 | 136.7 | 34.9197 | 0 | 75.1 | 42.9 | 195.026 | 535.8
4366 | 0 | 0 | 0 | 67.3046 | 0 | 91.9 | 33.6523 | 0 | 93.9 | 42.9 | 149.5491 | 439.7
4367 | 0 | 0 | 0 | 68.279 | 0 | 0 | 34.1395 | 0 | 0 | 0 | 117.8274 | 2.4
4368 | 0 | 0 | 0 | 64.0061 | 0 | 0 | 32.0031 | 0 | 0 | 0 | 79.8345 | 0
4369 | 0 | 0 | 0 | 63.2078 | 0 | 0 | 31.6039 | 0 | 0 | 0 | 73.0096 | 0
4370 | 0 | 0 | 0 | 62.6989 | 0 | 0 | 31.3494 | 0 | 0 | 0 | 61.6267 | 0
4371 | 0 | 0 | 0 | 61.5735 | 0 | 0 | 30.7868 | 0 | 0 | 0 | 50.3518 | 0
4372 | 0 | 0 | 0 | 60.0382 | 0 | 0 | 30.0191 | 0 | 0 | 0 | 47.7112 | 0
4373 | 0 | 0 | 0 | 62.8114 | 0 | 0 | 31.4057 | 0 | 0 | 0 | 54.4838 | 0
4374 | 0 | 0 | 0 | 82.5172 | 0 | 0 | 41.2586 | 0 | 0 | 0 | 64.3796 | 0
4375 | 0 | 0 | 0 | 117.8964 | 0 | 21.1 | 58.9482 | 0 | 56.3 | 42.9 | 67.3702 | 206.9
4376 | 0.7 | 0 | 0 | 160.3719 | 0 | 74 | 80.1859 | 98 | 37.6 | 43 | 74.8567 | 234.3
4377 | 2.1 | 0 | 0 | 234.9668 | 0 | 117 | 117.4834 | 119 | 0 | 43.2 | 77.4466 | 0
4378 | 3.5 | 0 | 0 | 263.021 | 0 | 166.9 | 131.5105 | 157.1 | 0 | 43.4 | 96.5879 | 0.1
4379 | 3.5 | 0 | 0 | 283.2602 | 0 | 215.8 | 141.6301 | 178.4 | 0 | 43.4 | 130.8779 | 7.7
4380 | 2.8 | 0 | 0 | 272.2068 | 0 | 253.9 | 136.1034 | 173.2 | 0 | 43.3 | 157.9733 | 25.7
4381 | 1.4 | 0 | 0 | 268.6988 | 0 | 283.4 | 134.3494 | 143.5 | 75.1 | 43.1 | 84.2063 | 652.9
4382 | 2.1 | 0 | 0 | 267.9767 | 0 | 305.2 | 133.9883 | 145.3 | 37.6 | 43.2 | 145.4581 | 620.6
4383 | 3.5 | 0 | 0 | 278.1071 | 0 | 336 | 139.0535 | 171.4 | 0 | 43.4 | 137.5203 | 91
4384 | 2.8 | 0 | 0 | 249.8233 | 0 | 363.1 | 124.9116 | 165.5 | 0 | 43.3 | 80.8956 | 157.5
4385 | 2.1 | 0 | 0 | 179.6571 | 0 | 378.7 | 89.8286 | 147.6 | 0 | 43.2 | 176.4275 | 203.2
4386 | 0.7 | 0 | 0 | 141.294 | 0 | 386.4 | 70.647 | 113.4 | 37.6 | 43 | 100.0741 | 879.2
4387 | 0 | 0 | 0 | 109.031 | 0 | 300.7 | 54.5155 | 8.7 | 75.1 | 42.9 | 116.6134 | 882.8
4388 | 0 | 0 | 0 | 92.6513 | 0 | 222.5 | 46.3257 | 0 | 75.1 | 42.9 | 182.3428 | 772.1
4389 | 0 | 0 | 0 | 73.1637 | 0 | 172.9 | 36.5819 | 0 | 75.1 | 42.9 | 292.3905 | 644.9
4390 | 0 | 0 | 0 | 71.9907 | 0 | 131.1 | 35.9953 | 0 | 93.9 | 42.9 | 235.5674 | 570.8
4391 | 0 | 0 | 0 | 68.4256 | 0 | 4.7 | 34.2128 | 0 | 0 | 0 | 171.2087 | 14.8
4392 | 0 | 0 | 0 | 67.9995 | 0 | 0.1 | 33.9997 | 0 | 0 | 0 | 87.1718 | 8.9
4393 | 0 | 0 | 0 | 65.9143 | 0 | 0 | 32.9572 | 0 | 0 | 0 | 68.8628 | 0.4
4394 | 0 | 0 | 0 | 63.8431 | 0 | 0 | 31.9216 | 0 | 0 | 0 | 55.5181 | 0
4395 | 0 | 0 | 0 | 62.9908 | 0 | 0 | 31.4954 | 0 | 0 | 0 | 47.2502 | 0
4396 | 0 | 0 | 0 | 62.5176 | 0 | 0 | 31.2588 | 0 | 0 | 0 | 49.6627 | 0
4397 | 0 | 0 | 0 | 60.83 | 0 | 0 | 30.415 | 0 | 0 | 0 | 61.5086 | 0
4398 | 0 | 0 | 0 | 78.0813 | 0 | 0 | 39.0406 | 0 | 0 | 0 | 60.8182 | 0
4399 | 0 | 0 | 0 | 115.9873 | 0 | 39.8 | 57.9936 | 0 | 56.3 | 42.9 | 55.5192 | 333.3
4400 | 0.7 | 0 | 0 | 169.694 | 0 | 107.7 | 84.847 | 94.3 | 37.6 | 43 | 129.8775 | 329.8
4401 | 2.1 | 0 | 0 | 258.2463 | 0 | 157.9 | 129.1232 | 105.4 | 0 | 43.2 | 123.6675 | 0.1
4402 | 3.5 | 0 | 0 | 265.7021 | 0 | 203 | 132.8511 | 143.5 | 0 | 43.4 | 109.8172 | 8.6
4403 | 3.5 | 0 | 0 | 262.5589 | 0 | 238.7 | 131.2795 | 160.6 | 0 | 43.4 | 141.9333 | 26.8
4404 | 2.8 | 0 | 0 | 256.1503 | 0 | 273.6 | 128.0752 | 168.8 | 0 | 43.3 | 90.8612 | 56
4405 | 1.4 | 0 | 0 | 244.3494 | 0 | 301.8 | 122.1747 | 150.5 | 75.1 | 43.1 | 123.7781 | 721.2
4406 | 2.1 | 0 | 0 | 233.9202 | 0 | 323.2 | 116.9601 | 165.4 | 37.6 | 43.2 | 205.429 | 684.3
4407 | 3.5 | 0 | 0 | 225.1069 | 0 | 351.6 | 112.5535 | 212.3 | 0 | 43.4 | 129.5978 | 128.4
4408 | 2.8 | 0 | 0 | 201.7955 | 0 | 371.1 | 100.8977 | 219.6 | 0 | 43.3 | 231.3462 | 204.1
4409 | 2.1 | 0 | 0 | 139.5398 | 0 | 387.2 | 69.7699 | 208.8 | 0 | 43.2 | 141.3856 | 249.8
4410 | 0.7 | 0 | 0 | 106.9034 | 0 | 396.5 | 53.4517 | 173.5 | 37.6 | 43 | 98.5165 | 931.7
4411 | 0 | 0 | 0 | 81.2322 | 0 | 315.5 | 40.6161 | 64.9 | 75.1 | 42.9 | 203.9836 | 937.8
4412 | 0 | 0 | 0 | 68.9314 | 0 | 236 | 34.4657 | 40.4 | 75.1 | 42.9 | 176.1883 | 818
4413 | 0 | 0 | 0 | 66.5546 | 0 | 181.2 | 33.2773 | 28.5 | 75.1 | 42.9 | 226.1166 | 674.9
4414 | 0 | 0 | 0 | 63.6984 | 0 | 133.2 | 31.8492 | 21.1 | 93.9 | 42.9 | 132.5015 | 576.5
4415 | 0 | 0 | 0 | 62.9626 | 0 | 7.3 | 31.4813 | 12.6 | 0 | 0 | 101.9776 | 18.7
4416 | 0 | 0 | 0 | 63.7108 | 0 | 0.7 | 31.8554 | 4.3 | 0 | 0 | 107.0318 | 10.7
4417 | 0 | 0 | 0 | 60.7857 | 0 | 0 | 30.3929 | 0.1 | 0 | 0 | 62.5454 | 0.8
4418 | 0 | 0 | 0 | 63.2322 | 0 | 0 | 31.6161 | 0 | 0 | 0 | 58.1704 | 0
4419 | 0 | 0 | 0 | 61.3674 | 0 | 0 | 30.6837 | 0 | 0 | 0 | 58.1701 | 0
4420 | 0 | 0 | 0 | 62.1147 | 0 | 0 | 31.0573 | 0 | 0 | 0 | 53.5686 | 0
4421 | 0 | 0 | 0 | 62.7038 | 0 | 0 | 31.3519 | 0 | 0 | 0 | 62.3154 | 0
4422 | 0 | 0 | 0 | 83.7336 | 0 | 0 | 41.8668 | 0 | 0 | 0 | 96.7104 | 0
4423 | 0 | 0 | 0 | 131.4859 | 0 | 11.4 | 65.7429 | 24.8 | 56.3 | 42.9 | 62.5468 | 186.7
4424 | 0.7 | 0 | 0 | 184.1876 | 0 | 42.6 | 92.0938 | 153.1 | 37.6 | 43 | 87.8826 | 197.8
4425 | 2.1 | 0 | 0 | 266.2197 | 0 | 71.2 | 133.1099 | 151.3 | 0 | 43.2 | 110.6559 | 0
4426 | 3.5 | 0 | 0 | 302.7081 | 0 | 99.1 | 151.3541 | 177.7 | 0 | 43.4 | 167.872 | 0
4427 | 3.5 | 0 | 0 | 326.1941 | 0 | 137.8 | 163.097 | 189.3 | 0 | 43.4 | 165.0659 | 0
4428 | 2.8 | 0 | 0 | 333.7264 | 0 | 183.8 | 166.8632 | 178.9 | 0 | 43.3 | 207.5453 | 1.7
4429 | 1.4 | 0 | 0 | 287.4671 | 0 | 223.5 | 143.7335 | 149.3 | 75.1 | 43.1 | 273.9475 | 528.3
4430 | 2.1 | 0 | 0 | 287.0945 | 0 | 240.4 | 143.5473 | 143.7 | 37.6 | 43.2 | 127.0977 | 501.3
4431 | 3.5 | 0 | 0 | 258.7751 | 0 | 258.7 | 129.3875 | 155.4 | 0 | 43.4 | 134.7028 | 20.3
4432 | 2.8 | 0 | 0 | 237.9548 | 0 | 279.1 | 118.9774 | 144.2 | 0 | 43.3 | 228.6977 | 46.9
4433 | 2.1 | 0 | 0 | 196.3468 | 0 | 292.9 | 98.1734 | 133.2 | 0 | 43.2 | 185.1209 | 69.6
4434 | 0.7 | 0 | 0 | 152.7047 | 0 | 291.2 | 76.3524 | 108.3 | 37.6 | 43 | 118.7955 | 695
4435 | 0 | 0 | 0 | 117.1395 | 0 | 207.5 | 58.5698 | 11.9 | 75.1 | 42.9 | 119.4539 | 662.9
4436 | 0 | 0 | 0 | 91.4662 | 0 | 126.4 | 45.7331 | 0.1 | 75.1 | 42.9 | 190.7039 | 544.7
4437 | 0 | 0 | 0 | 67.2392 | 0 | 89.3 | 33.6196 | 0 | 75.1 | 42.9 | 180.3677 | 424.1
4438 | 0 | 0 | 0 | 64.6734 | 0 | 70.5 | 32.3367 | 0 | 93.9 | 42.9 | 178.8556 | 365.2
4439 | 0 | 0 | 0 | 66.1728 | 0 | 0 | 33.0864 | 0 | 0 | 0 | 159.0992 | 0
4440 | 0 | 0 | 0 | 61.5683 | 0 | 0 | 30.7841 | 0 | 0 | 0 | 206.8145 | 0
4441 | 0 | 0 | 0 | 62.4543 | 0 | 0 | 31.2272 | 0 | 0 | 0 | 117.946 | 0
4442 | 0 | 0 | 0 | 63.7225 | 0 | 0 | 31.8613 | 0 | 0 | 0 | 64.1505 | 0
4443 | 0 | 0 | 0 | 63.3699 | 0 | 0 | 31.6849 | 0 | 0 | 0 | 55.5184 | 0
4444 | 0 | 0 | 0 | 61.6901 | 0 | 0 | 30.845 | 0 | 0 | 0 | 65.9869 | 0
4445 | 0 | 0 | 0 | 63.0125 | 0 | 0 | 31.5063 | 0 | 0 | 0 | 60.2408 | 0
4446 | 0 | 0 | 0 | 77.6061 | 0 | 0 | 38.8031 | 0 | 0 | 0 | 52.5366 | 0
4447 | 0 | 0 | 0 | 116.7146 | 0 | 15.7 | 58.3573 | 0 | 56.3 | 42.9 | 89.7838 | 197.2
4448 | 0.7 | 0 | 0 | 165.8439 | 0 | 42.6 | 82.9219 | 41.1 | 37.6 | 43 | 73.1238 | 152.6
4449 | 2.1 | 0 | 0 | 261.5145 | 0 | 43 | 130.7572 | 32.8 | 0 | 43.2 | 85.275 | 0
4450 | 3.5 | 0 | 0 | 309.8075 | 0 | 42.1 | 154.9038 | 33.5 | 0 | 43.4 | 134.7183 | 0
4451 | 3.5 | 0 | 0 | 297.5566 | 0 | 42.6 | 148.7783 | 57 | 0 | 43.4 | 192.8137 | 0
4452 | 2.8 | 0 | 0 | 247.1951 | 0 | 49.2 | 123.5976 | 77.2 | 0 | 43.3 | 138.9523 | 0
4453 | 1.4 | 0 | 0 | 235.5653 | 0 | 62.8 | 117.7826 | 75.6 | 75.1 | 43.1 | 136.5384 | 196.7
4454 | 2.1 | 0 | 0 | 232.6957 | 0 | 74.5 | 116.3479 | 79.9 | 37.6 | 43.2 | 177.8072 | 171.5
4455 | 3.5 | 0 | 0 | 202.7485 | 0 | 76.7 | 101.3743 | 89.5 | 0 | 43.4 | 127.2084 | 0
4456 | 2.8 | 0 | 0 | 168.8817 | 0 | 96.5 | 84.4409 | 86.6 | 0 | 43.3 | 133.7536 | 0
4457 | 2.1 | 0 | 0 | 127.4284 | 0 | 116.7 | 63.7142 | 93.3 | 0 | 43.2 | 137.6687 | 0
4458 | 0.7 | 0 | 0 | 86.9193 | 0 | 113 | 43.4597 | 78.6 | 37.6 | 43 | 92.0547 | 212.5
4459 | 0 | 0 | 0 | 60.2626 | 0 | 44 | 30.1313 | 1.5 | 75.1 | 42.9 | 216.4721 | 221.3
4460 | 0 | 0 | 0 | 51.4183 | 0 | 6.3 | 25.7092 | 0 | 75.1 | 42.9 | 278.8514 | 139.6
4461 | 0 | 0 | 0 | 43.5323 | 0 | 1.8 | 21.7662 | 0 | 75.1 | 42.9 | 208.9685 | 65.5
4462 | 0 | 0 | 0 | 42.937 | 0 | 0 | 21.4685 | 0 | 93.9 | 42.9 | 147.4548 | 36
4463 | 0 | 0 | 0 | 41.4648 | 0 | 0 | 20.7324 | 0 | 0 | 0 | 151.5375 | 0
4464 | 0 | 0 | 0 | 41.1466 | 0 | 0 | 20.5733 | 0 | 0 | 0 | 82.9092 | 0
4465 | 0 | 0 | 0 | 42.9416 | 0 | 0 | 21.4708 | 0 | 0 | 0 | 66.7931 | 0
4466 | 0 | 0 | 0 | 41.3623 | 0 | 0 | 20.6811 | 0 | 0 | 0 | 52.6504 | 0
4467 | 0 | 0 | 0 | 43.687 | 0 | 0 | 21.8435 | 0 | 0 | 0 | 50.6966 | 0
4468 | 0 | 0 | 0 | 44.3577 | 0 | 0 | 22.1788 | 0 | 0 | 0 | 52.076 | 0
4469 | 0 | 0 | 0 | 41.5092 | 0 | 0 | 20.7546 | 0 | 0 | 0 | 58.5183 | 0
4470 | 0 | 0 | 0 | 59.2206 | 0 | 0 | 29.6103 | 0 | 0 | 0 | 78.4023 | 0
4471 | 0 | 0 | 0 | 94.8527 | 0 | 0 | 47.4264 | 0 | 56.3 | 42.9 | 72.2038 | 0
4472 | 0.7 | 0 | 0 | 159.9439 | 0 | 0 | 79.9719 | 26.2 | 37.6 | 43 | 108.7261 | 0
4473 | 2.1 | 0 | 0 | 223.2307 | 0 | 0 | 111.6153 | 21.4 | 0 | 43.2 | 73.0091 | 0
4474 | 3.5 | 0 | 0 | 252.4437 | 0 | 0 | 126.2218 | 34.2 | 0 | 43.4 | 70.7058 | 0
4475 | 3.5 | 0 | 0 | 222.5138 | 0 | 0 | 111.2569 | 48.5 | 0 | 43.4 | 129.2618 | 0
4476 | 2.8 | 0 | 0 | 215.407 | 0 | 0.2 | 107.7035 | 66.6 | 0 | 43.3 | 169.5841 | 0
4477 | 1.4 | 0 | 0 | 207.3651 | 0 | 4 | 103.6826 | 68 | 75.1 | 43.1 | 159.9958 | 0
4478 | 2.1 | 0 | 0 | 207.204 | 0 | 8.7 | 103.602 | 71.9 | 37.6 | 43.2 | 156.2098 | 0
4479 | 3.5 | 0 | 0 | 208.3882 | 0 | 21.1 | 104.1941 | 64 | 0 | 43.4 | 92.8883 | 0
4480 | 2.8 | 0 | 0 | 181.0952 | 0 | 43.3 | 90.5476 | 54.4 | 0 | 43.3 | 79.832 | 0
4481 | 2.1 | 0 | 0 | 130.43 | 0 | 60.2 | 65.215 | 54.4 | 0 | 43.2 | 121.0528 | 0
4482 | 0.7 | 0 | 0 | 92.3089 | 0 | 75.8 | 46.1544 | 47.8 | 37.6 | 43 | 98.5135 | 33.5
4483 | 0 | 0 | 0 | 71.946 | 0 | 43.6 | 35.973 | 0 | 75.1 | 42.9 | 126.1566 | 59.1
4484 | 0 | 0 | 0 | 58.6817 | 0 | 14.5 | 29.3408 | 0 | 75.1 | 42.9 | 230.5775 | 37
4485 | 0 | 0 | 0 | 41.8268 | 0 | 2.8 | 20.9134 | 0 | 75.1 | 42.9 | 154.4995 | 10.3
4486 | 0 | 0 | 0 | 43.1121 | 0 | 0 | 21.556 | 0 | 93.9 | 42.9 | 126.8721 | 2.3
4487 | 0 | 0 | 0 | 43.0216 | 0 | 0 | 21.5108 | 0 | 0 | 0 | 113.6802 | 0
4488 | 0 | 0 | 0 | 41.2318 | 0 | 0 | 20.6159 | 0 | 0 | 0 | 88.3584 | 0
4489 | 0 | 0 | 0 | 41.4983 | 0 | 0 | 20.7492 | 0 | 0 | 0 | 60.5895 | 0
4490 | 0 | 0 | 0 | 44.3477 | 0 | 0 | 22.1739 | 0 | 0 | 0 | 53.1079 | 0
4491 | 0 | 0 | 0 | 43.466 | 0 | 0 | 21.733 | 0 | 0 | 0 | 51.4996 | 0
4492 | 0 | 0 | 0 | 41.4369 | 0 | 0 | 20.7185 | 0 | 0 | 0 | 55.1729 | 0
4493 | 0 | 0 | 0 | 40.2205 | 0 | 0 | 20.1103 | 0 | 0 | 0 | 51.0426 | 0
4494 | 0 | 0 | 0 | 41.7543 | 0 | 0 | 20.8772 | 0 | 0 | 0 | 68.5164 | 0
4495 | 0 | 0 | 0 | 56.8798 | 0 | 0 | 28.4399 | 0 | 56.3 | 42.9 | 49.3192 | 0
4496 | 0 | 0 | 0 | 64.0607 | 0 | 0 | 32.0303 | 0 | 37.6 | 42.9 | 93.2422 | 0
4497 | 0 | 0 | 0 | 59.4441 | 0 | 0.3 | 29.722 | 0 | 0 | 42.9 | 58.6341 | 0
4498 | 0 | 0 | 0 | 57.5179 | 0 | 10.2 | 28.7589 | 0 | 0 | 42.9 | 86.2249 | 0
4499 | 0 | 0 | 0 | 62.9099 | 0 | 36.7 | 31.455 | 0 | 0 | 42.9 | 77.5648 | 0
4500 | 0 | 0 | 0 | 68.1644 | 0 | 72.7 | 34.0822 | 0 | 0 | 42.9 | 105.2222 | 0
4501 | 0 | 0 | 0 | 73.2573 | 0 | 107.9 | 36.6287 | 0.2 | 75.1 | 42.9 | 106.7946 | 90.6
4502 | 0 | 0 | 0 | 78.5068 | 0 | 135.7 | 39.2534 | 5.2 | 37.6 | 42.9 | 52.5349 | 114.9
4503 | 0 | 0 | 0 | 84.4536 | 0 | 162.6 | 42.2268 | 11.7 | 0 | 42.9 | 93.1265 | 0
4504 | 0 | 0 | 0 | 90.4001 | 0 | 189.8 | 45.2 | 16.8 | 0 | 42.9 | 153.754 | 0
4505 | 0 | 0 | 0 | 89.3826 | 0 | 213.2 | 44.6913 | 20.7 | 0 | 42.9 | 155.8224 | 0
4506 | 0 | 0 | 0 | 84.8766 | 0 | 226.9 | 42.4383 | 22.8 | 37.6 | 42.9 | 290.2904 | 337.4
4507 | 0 | 0 | 0 | 76.5003 | 0 | 198.1 | 38.2502 | 18.7 | 75.1 | 42.9 | 217.5954 | 369.1
4508 | 0 | 0 | 0 | 65.3329 | 0 | 133.6 | 32.6665 | 0 | 75.1 | 42.9 | 166.2978 | 311.9
4509 | 0 | 0 | 0 | 50.504 | 0 | 84.8 | 25.252 | 0 | 75.1 | 42.9 | 185.53 | 205
4510 | 0 | 0 | 0 | 44.6574 | 0 | 57.6 | 22.3287 | 0 | 93.9 | 42.9 | 177.8991 | 162.9
4511 | 0 | 0 | 0 | 44.3924 | 0 | 0 | 22.1962 | 0 | 0 | 0 | 112.4857 | 0
4512 | 0 | 0 | 0 | 43.683 | 0 | 0 | 21.8415 | 0 | 0 | 0 | 96.2271 | 0
4513 | 0 | 0 | 0 | 42.5868 | 0 | 0 | 21.2934 | 0 | 0 | 0 | 81.2565 | 0
4514 | 0 | 0 | 0 | 41.0846 | 0 | 0 | 20.5423 | 0 | 0 | 0 | 62.0841 | 0
4515 | 0 | 0 | 0 | 42.8056 | 0 | 0 | 21.4028 | 0 | 0 | 0 | 60.2421 | 0
4516 | 0 | 0 | 0 | 40.9934 | 0 | 0 | 20.4967 | 0 | 0 | 0 | 58.4019 | 0
4517 | 0 | 0 | 0 | 42.0741 | 0 | 0 | 21.0371 | 0 | 0 | 0 | 57.8219 | 0
4518 | 0 | 0 | 0 | 52.8923 | 0 | 0 | 26.4462 | 0 | 0 | 0 | 50.5809 | 0
4519 | 0 | 0 | 0 | 68.2871 | 0 | 3.3 | 34.1435 | 0 | 56.3 | 42.9 | 73.3544 | 67.3
4520 | 0 | 0 | 0 | 61.6011 | 0 | 10 | 30.8006 | 0.4 | 37.6 | 42.9 | 77.9273 | 66.5
4521 | 0 | 0 | 0 | 64.2231 | 0 | 27.2 | 32.1115 | 11 | 0 | 42.9 | 61.3931 | 0
4522 | 0 | 0 | 0 | 66.4217 | 0 | 53 | 33.2108 | 24.7 | 0 | 42.9 | 63.4639 | 0
4523 | 0 | 0 | 0 | 73.7141 | 0 | 76.8 | 36.8571 | 31 | 0 | 42.9 | 172.0429 | 0
4524 | 0 | 0 | 0 | 77.7121 | 0 | 108.7 | 38.8561 | 35.8 | 0 | 42.9 | 135.4693 | 0
4525 | 0 | 0 | 0 | 80.2876 | 0 | 136.5 | 40.1438 | 45.8 | 75.1 | 42.9 | 222.9088 | 353.4
4526 | 0 | 0 | 0 | 86.0931 | 0 | 154.1 | 43.0465 | 55 | 37.6 | 42.9 | 233.3847 | 317.4
4527 | 0 | 0 | 0 | 88.0877 | 0 | 174.1 | 44.0439 | 64.1 | 0 | 42.9 | 113.921 | 0
4528 | 0 | 0 | 0 | 88.0958 | 0 | 191.8 | 44.0479 | 71.9 | 0 | 42.9 | 117.0944 | 0
4529 | 0 | 0 | 0 | 85.7029 | 0 | 198.2 | 42.8514 | 81.4 | 0 | 42.9 | 197.0022 | 1.9
4530 | 0 | 0 | 0 | 85.7574 | 0 | 198 | 42.8787 | 87.9 | 37.6 | 42.9 | 153.9378 | 493.2
4531 | 0 | 0 | 0 | 78.4358 | 0 | 171.9 | 39.2179 | 86.3 | 75.1 | 42.9 | 155.6643 | 490.4
4532 | 0 | 0 | 0 | 71.9497 | 0 | 89.8 | 35.9749 | 50.8 | 75.1 | 42.9 | 192.5201 | 395.5
4533 | 0 | 0 | 0 | 69.3312 | 0 | 74.2 | 34.6656 | 34.5 | 75.1 | 42.9 | 333.382 | 306
4534 | 0 | 0 | 0 | 66.5751 | 0 | 59.7 | 33.2875 | 25.5 | 93.9 | 42.9 | 150.9418 | 277.1
4535 | 0 | 0 | 0 | 51.5128 | 0 | 0 | 25.7564 | 18.3 | 0 | 0 | 116.9781 | 0
4536 | 0 | 0 | 0 | 44.9295 | 0 | 0 | 22.4647 | 10.4 | 0 | 0 | 91.5759 | 0
4537 | 0 | 0 | 0 | 41.2064 | 0 | 0 | 20.6032 | 4.3 | 0 | 0 | 59.7819 | 0
4538 | 0 | 0 | 0 | 43.1772 | 0 | 0 | 21.5886 | 0.6 | 0 | 0 | 48.3987 | 0
4539 | 0 | 0 | 0 | 42.3193 | 0 | 0 | 21.1596 | 0 | 0 | 0 | 48.3997 | 0
4540 | 0 | 0 | 0 | 42.8775 | 0 | 0 | 21.4387 | 0 | 0 | 0 | 52.5347 | 0
4541 | 0 | 0 | 0 | 40.9519 | 0 | 0 | 20.476 | 0 | 0 | 0 | 65.2968 | 0
4542 | 0 | 0 | 0 | 62.9059 | 0 | 0 | 31.4529 | 1.9 | 0 | 0 | 48.8606 | 0
4543 | 0 | 0 | 0 | 98.4574 | 0 | 32.7 | 49.2287 | 42.8 | 56.3 | 42.9 | 58.8639 | 231.4
4544 | 0.7 | 0 | 0 | 179.116 | 0 | 150.6 | 89.558 | 183.1 | 37.6 | 43 | 53.1082 | 286.5
4545 | 2.1 | 0 | 0 | 293.1188 | 0 | 245.6 | 146.5594 | 194.5 | 0 | 43.2 | 72.5498 | 0
4546 | 3.5 | 0 | 0 | 329.535 | 0 | 300.3 | 164.7675 | 238.7 | 0 | 43.4 | 76.2643 | 0.2
4547 | 3.5 | 0 | 0 | 303.7268 | 0 | 346.7 | 151.8634 | 259.7 | 0 | 43.4 | 89.9042 | 22.5
4548 | 2.8 | 0 | 0 | 280.6581 | 0 | 379.7 | 140.329 | 248.8 | 0 | 43.3 | 272.3686 | 71.5
4549 | 1.4 | 0 | 0 | 272.4132 | 0 | 377.5 | 136.2066 | 212.2 | 75.1 | 43.1 | 120.8838 | 821.9
4550 | 2.1 | 0 | 0 | 273.1548 | 0 | 359.4 | 136.5774 | 234.6 | 37.6 | 43.2 | 172.5959 | 659.7
4551 | 3.5 | 0 | 0 | 272.6862 | 0 | 338.8 | 136.3431 | 301.6 | 0 | 43.4 | 86.1051 | 37.9
4552 | 2.8 | 0 | 0 | 222.9595 | 0 | 328.5 | 111.4797 | 308.9 | 0 | 43.3 | 178.2453 | 64.9
4553 | 2.1 | 0 | 0 | 162.6092 | 0 | 319.8 | 81.3046 | 275.7 | 0 | 43.2 | 153.3292 | 70.9
4554 | 0.7 | 0 | 0 | 123.2742 | 0 | 310.8 | 61.6371 | 217.5 | 37.6 | 43 | 200.5688 | 747.6
4555 | 0 | 0 | 0 | 101.4367 | 0 | 214.6 | 50.7184 | 93.1 | 75.1 | 42.9 | 205.1328 | 729.4
4556 | 0 | 0 | 0 | 89.5592 | 0 | 139.1 | 44.7796 | 69.5 | 75.1 | 42.9 | 140.1365 | 636.4
4557 | 0 | 0 | 0 | 70.1999 | 0 | 122 | 35.1 | 56.6 | 75.1 | 42.9 | 175.2218 | 550.2
4558 | 0 | 0 | 0 | 67.0164 | 0 | 90.3 | 33.5082 | 48.5 | 93.9 | 42.9 | 226.7121 | 500.3
4559 | 0 | 0 | 0 | 63.9612 | 0 | 0 | 31.9806 | 41.5 | 0 | 0 | 198.4038 | 0
4560 | 0 | 0 | 0 | 63.7461 | 0 | 0 | 31.873 | 32.5 | 0 | 0 | 165.2212 | 0
4561 | 0 | 0 | 0 | 61.673 | 0 | 0 | 30.8365 | 23.9 | 0 | 0 | 51.8442 | 0
4562 | 0 | 0 | 0 | 61.5918 | 0 | 0 | 30.7959 | 15.4 | 0 | 0 | 46.9065 | 0
4563 | 0 | 0 | 0 | 59.4097 | 0 | 0 | 29.7048 | 9.1 | 0 | 0 | 45.541 | 0
4564 | 0 | 0 | 0 | 59.4205 | 0 | 0 | 29.7103 | 4.8 | 0 | 0 | 52.8791 | 0
4565 | 0 | 0 | 0 | 61.5035 | 0 | 0 | 30.7518 | 2.2 | 0 | 0 | 55.9786 | 0
4566 | 0 | 0 | 0 | 81.2666 | 0 | 0 | 40.6333 | 1.3 | 0 | 0 | 118.7852 | 0
4567 | 0 | 0 | 0 | 121.1428 | 0 | 21.6 | 60.5714 | 16.7 | 56.3 | 42.9 | 62.5471 | 239
4568 | 0.7 | 0 | 0 | 198.2872 | 0 | 96 | 99.1436 | 131.7 | 37.6 | 43 | 70.1283 | 287.4
4569 | 2.1 | 0 | 0 | 275.9801 | 0 | 160.5 | 137.99 | 119 | 0 | 43.2 | 101.7424 | 0
4570 | 3.5 | 0 | 0 | 304.1713 | 0 | 242.7 | 152.0856 | 146.2 | 0 | 43.4 | 75.2076 | 0
4571 | 3.5 | 0 | 0 | 287.5892 | 0 | 314.9 | 143.7946 | 136.9 | 0 | 43.4 | 67.0233 | 0.9
4572 | 2.8 | 0 | 0 | 249.7284 | 0 | 357.1 | 124.8642 | 143.8 | 0 | 43.3 | 106.4293 | 23.5
4573 | 1.4 | 0 | 0 | 236.2437 | 0 | 377.7 | 118.1218 | 135.5 | 75.1 | 43.1 | 90.0235 | 890.7
4574 | 2.1 | 0 | 0 | 243.4345 | 0 | 393.7 | 121.7173 | 139.8 | 37.6 | 43.2 | 97.9171 | 752
4575 | 3.5 | 0 | 0 | 241.4532 | 0 | 426.7 | 120.7266 | 188 | 0 | 43.4 | 74.3952 | 109
4576 | 2.8 | 0 | 0 | 205.4399 | 0 | 446.6 | 102.7199 | 187.5 | 0 | 43.3 | 104.1353 | 203.9
4577 | 2.1 | 0 | 0 | 138.6135 | 0 | 465.7 | 69.3067 | 178.7 | 0 | 43.2 | 75.3246 | 264.8
4578 | 0.7 | 0 | 0 | 108.3536 | 0 | 468.3 | 54.1768 | 164.5 | 37.6 | 43 | 173.2897 | 1081.7
4579 | 0 | 0 | 0 | 76.8431 | 0 | 352.9 | 38.4216 | 44.1 | 75.1 | 42.9 | 312.4333 | 1020.3
4580 | 0 | 0 | 0 | 68.9224 | 0 | 258.9 | 34.4612 | 20.8 | 75.1 | 42.9 | 218.7927 | 870.9
4581 | 0 | 0 | 0 | 62.6592 | 0 | 200.2 | 31.3296 | 11.2 | 75.1 | 42.9 | 198.8961 | 720.6
4582 | 0 | 0 | 0 | 61.7251 | 0 | 154 | 30.8625 | 6.8 | 93.9 | 42.9 | 258.057 | 647.7
4583 | 0 | 0 | 0 | 60.9993 | 0 | 3.6 | 30.4996 | 3 | 0 | 0 | 106.3072 | 14.2
4584 | 0 | 0 | 0 | 60.4764 | 0 | 0 | 30.2382 | 0.7 | 0 | 0 | 87.0554 | 4.8
4585 | 0 | 0 | 0 | 59.8922 | 0 | 0 | 29.9461 | 0 | 0 | 0 | 161.1702 | 0
4586 | 0 | 0 | 0 | 60.3122 | 0 | 0 | 30.1561 | 0 | 0 | 0 | 53.6827 | 0
4587 | 0 | 0 | 0 | 58.2769 | 0 | 0 | 29.1384 | 0 | 0 | 0 | 49.2032 | 0
4588 | 0 | 0 | 0 | 57.6478 | 0 | 0 | 28.8239 | 0 | 0 | 0 | 48.8598 | 0
4589 | 0 | 0 | 0 | 52.6658 | 0 | 0 | 26.3329 | 0 | 0 | 0 | 50.6956 | 0
4590 | 0 | 0 | 0 | 64.9824 | 0 | 0 | 32.4912 | 0 | 0 | 0 | 57.1313 | 0
4591 | 0 | 0 | 0 | 91.4615 | 0 | 30.5 | 45.7308 | 0 | 56.3 | 42.9 | 46.3357 | 325.5
4592 | 0.7 | 0 | 0 | 139.8333 | 0 | 101.5 | 69.9167 | 89.9 | 37.6 | 43 | 53.7977 | 325.8
4593 | 2.1 | 0 | 0 | 254.1144 | 0 | 144.7 | 127.0572 | 78.3 | 0 | 43.2 | 58.5174 | 0
4594 | 3.5 | 0 | 0 | 293.8667 | 0 | 186.4 | 146.9333 | 106.1 | 0 | 43.4 | 62.2003 | 0.7
4595 | 3.5 | 0 | 0 | 288.8261 | 0 | 216.7 | 144.413 | 120.1 | 0 | 43.4 | 118.9741 | 10.6
4596 | 2.8 | 0 | 0 | 291.8618 | 0 | 251.9 | 145.9309 | 113.1 | 0 | 43.3 | 131.0775 | 32.1
4597 | 1.4 | 0 | 0 | 293.3627 | 0 | 282.7 | 146.6814 | 93.3 | 75.1 | 43.1 | 240.0468 | 690
4598 | 2.1 | 0 | 0 | 286.4499 | 0 | 313 | 143.225 | 93.8 | 37.6 | 43.2 | 145.718 | 657.2
4599 | 3.5 | 0 | 0 | 274.1246 | 0 | 352.4 | 137.0623 | 114.1 | 0 | 43.4 | 91.7013 | 101.1
4600 | 2.8 | 0 | 0 | 232.3504 | 0 | 377.9 | 116.1752 | 100.7 | 0 | 43.3 | 139.3638 | 175.1
4601 | 2.1 | 0 | 0 | 144.9396 | 0 | 395.1 | 72.4698 | 104.3 | 0 | 43.2 | 220.8052 | 224.2
4602 | 0.7 | 0 | 0 | 121.1143 | 0 | 404.9 | 60.5572 | 82.2 | 37.6 | 43 | 210.6575 | 962.7
4603 | 0 | 0 | 0 | 87.5444 | 0 | 323 | 43.7722 | 0 | 75.1 | 42.9 | 252.6713 | 964.6
4604 | 0 | 0 | 0 | 63.3345 | 0 | 237.8 | 31.6673 | 0 | 75.1 | 42.9 | 209.8247 | 842.3
4605 | 0 | 0 | 0 | 47.0103 | 0 | 184.4 | 23.5051 | 0 | 75.1 | 42.9 | 229.3231 | 698.4
4606 | 0 | 0 | 0 | 44.4317 | 0 | 146.7 | 22.2159 | 0 | 93.9 | 42.9 | 202.3506 | 657.8
4607 | 0 | 0 | 0 | 41.5556 | 0 | 4.8 | 20.7778 | 0 | 0 | 0 | 167.0958 | 18.8
4608 | 0 | 0 | 0 | 39.6524 | 0 | 0.4 | 19.8262 | 0 | 0 | 0 | 86.1016 | 13.1
4609 | 0 | 0 | 0 | 42.9723 | 0 | 0 | 21.4862 | 0 | 0 | 0 | 99.1066 | 4.6
4610 | 0 | 0 | 0 | 42.2118 | 0 | 0 | 21.1059 | 0 | 0 | 0 | 57.1304 | 0
4611 | 0 | 0 | 0 | 41.6743 | 0 | 0 | 20.8372 | 0 | 0 | 0 | 56.4368 | 0
4612 | 0 | 0 | 0 | 43.1657 | 0 | 0 | 21.5828 | 0 | 0 | 0 | 47.5947 | 0
4613 | 0 | 0 | 0 | 43.4595 | 0 | 0 | 21.7298 | 0 | 0 | 0 | 52.4211 | 0
4614 | 0 | 0 | 0 | 59.9526 | 0 | 0 | 29.9763 | 0 | 0 | 0 | 51.6144 | 0
4615 | 0 | 0 | 0 | 100.1285 | 0 | 43.4 | 50.0643 | 0 | 56.3 | 42.9 | 50.0071 | 439
4616 | 0.7 | 0 | 0 | 167.1945 | 0 | 119.5 | 83.5973 | 26.7 | 37.6 | 43 | 52.3055 | 415.7
4617 | 2.1 | 0 | 0 | 242.0662 | 0 | 148.3 | 121.0331 | 18.8 | 0 | 43.2 | 117.6652 | 0
4618 | 3.5 | 0 | 0 | 257.0717 | 0 | 143.4 | 128.5359 | 25.4 | 0 | 43.4 | 80.6635 | 0
4619 | 3.5 | 0 | 0 | 277.6624 | 0 | 146.9 | 138.8312 | 28.3 | 0 | 43.4 | 92.4077 | 0
4620 | 2.8 | 0 | 0 | 273.6132 | 0 | 153.7 | 136.8066 | 39.1 | 0 | 43.3 | 87.1759 | 0
4621 | 1.4 | 0 | 0 | 257.5118 | 0 | 200.1 | 128.7559 | 30.8 | 75.1 | 43.1 | 147.5809 | 594.1
4622 | 2.1 | 0 | 0 | 250.7902 | 0 | 267.5 | 125.3951 | 35.1 | 37.6 | 43.2 | 203.3404 | 563.5
4623 | 3.5 | 0 | 0 | 236.7606 | 0 | 307.8 | 118.3803 | 52.8 | 0 | 43.4 | 200.1748 | 15
4624 | 2.8 | 0 | 0 | 193.7378 | 0 | 291.7 | 96.8689 | 48.5 | 0 | 43.3 | 163.5646 | 21.8
4625 | 2.1 | 0 | 0 | 138.5865 | 0 | 245.5 | 69.2932 | 50.3 | 0 | 43.2 | 117.7179 | 18.3
4626 | 0.7 | 0 | 0 | 118.9365 | 0 | 232.1 | 59.4682 | 31.8 | 37.6 | 43 | 121.6746 | 662.4
4627 | 0 | 0 | 0 | 91.2827 | 0 | 156.5 | 45.6414 | 0 | 75.1 | 42.9 | 235.1601 | 653.5
4628 | 0 | 0 | 0 | 71.2788 | 0 | 91.9 | 35.6394 | 0 | 75.1 | 42.9 | 87.888 | 528.7
4629 | 0 | 0 | 0 | 64.3393 | 0 | 69.9 | 32.1696 | 0 | 75.1 | 42.9 | 162.912 | 407.5
4630 | 0 | 0 | 0 | 60.6283 | 0 | 46.2 | 30.3141 | 0 | 93.9 | 42.9 | 127.3443 | 329.9
4631 | 0 | 0 | 0 | 61.8484 | 0 | 0 | 30.9242 | 0 | 0 | 0 | 122.9155 | 0
4632 | 0 | 0 | 0 | 60.5248 | 0 | 0 | 30.2624 | 0 | 0 | 0 | 78.4061 | 0
4633 | 0 | 0 | 0 | 57.71 | 0 | 0 | 28.855 | 0 | 0 | 0 | 50.8106 | 0
4634 | 0 | 0 | 0 | 57.3992 | 0 | 0 | 28.6996 | 0 | 0 | 0 | 48.285 | 0
4635 | 0 | 0 | 0 | 57.2064 | 0 | 0 | 28.6032 | 0 | 0 | 0 | 51.3848 | 0
4636 | 0 | 0 | 0 | 46.1298 | 0 | 0 | 23.0649 | 0 | 0 | 0 | 50.6961 | 0
4637 | 0 | 0 | 0 | 43.8841 | 0 | 0 | 21.942 | 0 | 0 | 0 | 55.5178 | 0
4638 | 0 | 0 | 0 | 65.6772 | 0 | 0 | 32.8386 | 0 | 0 | 0 | 65.1833 | 0
4639 | 0 | 0 | 0 | 114.1978 | 0 | 8.2 | 57.0989 | 0 | 56.3 | 42.9 | 86.6979 | 135.9
4640 | 0.7 | 0 | 0 | 169.8025 | 0 | 74 | 84.9013 | 13.3 | 37.6 | 43 | 58.7477 | 185.4
4641 | 2.1 | 0 | 0 | 260.9684 | 0 | 139.7 | 130.4842 | 22.9 | 0 | 43.2 | 75.7945 | 0
4642 | 3.5 | 0 | 0 | 307.8944 | 0 | 210.7 | 153.9472 | 48.1 | 0 | 43.4 | 74.0472 | 0
4643 | 3.5 | 0 | 0 | 300.9769 | 0 | 266.6 | 150.4884 | 71.7 | 0 | 43.4 | 96.3438 | 0.3
4644 | 2.8 | 0 | 0 | 292.7249 | 0 | 281.2 | 146.3625 | 101.2 | 0 | 43.3 | 148.3995 | 5.3
4645 | 1.4 | 0 | 0 | 281.4667 | 0 | 294.6 | 140.7333 | 94.7 | 75.1 | 43.1 | 110.9063 | 657.9
4646 | 2.1 | 0 | 0 | 261.1918 | 0 | 304.2 | 130.5959 | 111.2 | 37.6 | 43.2 | 97.6724 | 565.3
4647 | 3.5 | 0 | 0 | 260.2537 | 0 | 321.5 | 130.1269 | 144.8 | 0 | 43.4 | 201.7872 | 22.5
4648 | 2.8 | 0 | 0 | 230.2851 | 0 | 330 | 115.1426 | 142.3 | 0 | 43.3 | 98.6357 | 50
4649 | 2.1 | 0 | 0 | 176.737 | 0 | 321 | 88.3685 | 139.5 | 0 | 43.2 | 119.7346 | 59.8
4650 | 0.7 | 0 | 0 | 148.2626 | 0 | 297.2 | 74.1313 | 114.7 | 37.6 | 43 | 160.3232 | 721.8
4651 | 0 | 0 | 0 | 114.1194 | 0 | 178.7 | 57.0597 | 21.9 | 75.1 | 42.9 | 278.0283 | 647.1
4652 | 0 | 0 | 0 | 89.2016 | 0 | 90.6 | 44.6008 | 3.8 | 75.1 | 42.9 | 195.4247 | 504.4
4653 | 0 | 0 | 0 | 68.7253 | 0 | 73.2 | 34.3627 | 0.2 | 75.1 | 42.9 | 154.8434 | 397
4654 | 0 | 0 | 0 | 65.91 | 0 | 48.8 | 32.955 | 0 | 93.9 | 42.9 | 255.3534 | 317.5
4655 | 0 | 0 | 0 | 66.1973 | 0 | 0 | 33.0986 | 0 | 0 | 0 | 134.3712 | 0
4656 | 0 | 0 | 0 | 66.2732 | 0 | 0 | 33.1366 | 0 | 0 | 0 | 103.6565 | 0
4657 | 0 | 0 | 0 | 63.3776 | 0 | 0 | 31.6888 | 0 | 0 | 0 | 77.4447 | 0
4658 | 0 | 0 | 0 | 62.0056 | 0 | 0 | 31.0028 | 0 | 0 | 0 | 50.8124 | 0
4659 | 0 | 0 | 0 | 60.6249 | 0 | 0 | 30.3124 | 0 | 0 | 0 | 47.4777 | 0
4660 | 0 | 0 | 0 | 60.7541 | 0 | 0 | 30.3771 | 0 | 0 | 0 | 51.6154 | 0
4661 | 0 | 0 | 0 | 61.356 | 0 | 0 | 30.678 | 0 | 0 | 0 | 56.4353 | 0
4662 | 0 | 0 | 0 | 65.9462 | 0 | 0 | 32.9731 | 0 | 0 | 0 | 72.0875 | 0
4663 | 0 | 0 | 0 | 79.3064 | 0 | 0 | 39.6532 | 0 | 56.3 | 42.9 | 73.8169 | 10.9
4664 | 0 | 0 | 0 | 84.6377 | 0 | 0 | 42.3188 | 0 | 37.6 | 42.9 | 116.4824 | 7.3
4665 | 0 | 0 | 0 | 85.8811 | 0 | 0 | 42.9405 | 0 | 0 | 42.9 | 102.7038 | 0
4666 | 0 | 0 | 0 | 85.7401 | 0 | 0 | 42.87 | 1.1 | 0 | 42.9 | 87.882 | 0
4667 | 0 | 0 | 0 | 87.0662 | 0 | 2.7 | 43.5331 | 4.7 | 0 | 42.9 | 198.1175 | 0
4668 | 0 | 0 | 0 | 87.6349 | 0 | 10.1 | 43.8175 | 6.5 | 0 | 42.9 | 179.6031 | 0
4669 | 0 | 0 | 0 | 83.6754 | 0 | 18.2 | 41.8377 | 11.6 | 75.1 | 42.9 | 288.5298 | 52.1
4670 | 0 | 0 | 0 | 87.1694 | 0 | 31.4 | 43.5847 | 13.3 | 37.6 | 42.9 | 195.1137 | 59.6
4671 | 0 | 0 | 0 | 85.7931 | 0 | 40.8 | 42.8965 | 14.3 | 0 | 42.9 | 137.9839 | 0
4672 | 0 | 0 | 0 | 87.9455 | 0 | 51.6 | 43.9727 | 13.8 | 0 | 42.9 | 93.0041 | 0
4673 | 0 | 0 | 0 | 87.8522 | 0 | 59 | 43.9261 | 9.7 | 0 | 42.9 | 147.8869 | 0
4674 | 0 | 0 | 0 | 86.2133 | 0 | 56.5 | 43.1067 | 4.1 | 37.6 | 42.9 | 146.0306 | 108.4
4675 | 0 | 0 | 0 | 81.6804 | 0 | 32.3 | 40.8402 | 1 | 75.1 | 42.9 | 173.9824 | 104.4
4676 | 0 | 0 | 0 | 75.0065 | 0 | 2.1 | 37.5033 | 0 | 75.1 | 42.9 | 162.3915 | 50.7
4677 | 0 | 0 | 0 | 68.8291 | 0 | 0 | 34.4146 | 0 | 75.1 | 42.9 | 330.2196 | 18.2
4678 | 0 | 0 | 0 | 66.5562 | 0 | 0 | 33.2781 | 0 | 93.9 | 42.9 | 131.276 | 7.1
4679 | 0 | 0 | 0 | 67.1909 | 0 | 0 | 33.5954 | 0 | 0 | 0 | 139.3442 | 0
4680 | 0 | 0 | 0 | 65.5548 | 0 | 0 | 32.7774 | 0 | 0 | 0 | 192.4699 | 0
4681 | 0 | 0 | 0 | 62.0955 | 0 | 0 | 31.0477 | 0 | 0 | 0 | 54.7136 | 0
4682 | 0 | 0 | 0 | 64.2944 | 0 | 0 | 32.1472 | 0 | 0 | 0 | 45.315 | 0
4683 | 0 | 0 | 0 | 61.8977 | 0 | 0 | 30.9489 | 0 | 0 | 0 | 51.6159 | 0
4684 | 0 | 0 | 0 | 61.8345 | 0 | 0 | 30.9172 | 0 | 0 | 0 | 59.8956 | 0
4685 | 0 | 0 | 0 | 60.3961 | 0 | 0 | 30.1981 | 0 | 0 | 0 | 62.0855 | 0
4686 | 0 | 0 | 0 | 66.4031 | 0 | 0 | 33.2015 | 0 | 0 | 0 | 81.9639 | 0
4687 | 0 | 0 | 0 | 82.3346 | 0 | 0 | 41.1673 | 0 | 56.3 | 42.9 | 84.5687 | 0
4688 | 0 | 0 | 0 | 86.2849 | 0 | 0 | 43.1425 | 0 | 37.6 | 42.9 | 91.3395 | 0
4689 | 0 | 0 | 0 | 87.8327 | 0 | 0 | 43.9163 | 0 | 0 | 42.9 | 99.2288 | 0
4690 | 0 | 0 | 0 | 86.014 | 0 | 0 | 43.007 | 0 | 0 | 42.9 | 77.9287 | 0
4691 | 0 | 0 | 0 | 85.5959 | 0 | 0 | 42.798 | 0 | 0 | 42.9 | 131.88 | 0
4692 | 0 | 0 | 0 | 85.7177 | 0 | 1 | 42.8589 | 0 | 0 | 42.9 | 74.5112 | 0
4693 | 0 | 0 | 0 | 88.044 | 0 | 6.7 | 44.022 | 0.6 | 75.1 | 42.9 | 143.5809 | 1.9
4694 | 0 | 0 | 0 | 89.88 | 0 | 15.3 | 44.94 | 5.6 | 37.6 | 42.9 | 121.6874 | 7.9
4695 | 0 | 0 | 0 | 87.907 | 0 | 27 | 43.9535 | 10.4 | 0 | 42.9 | 134.167 | 0
4696 | 0 | 0 | 0 | 86.6825 | 0 | 43.2 | 43.3413 | 18.3 | 0 | 42.9 | 108.8504 | 0
4697 | 0 | 0 | 0 | 84.4433 | 0 | 58.1 | 42.2217 | 27 | 0 | 42.9 | 127.2542 | 0
4698 | 0 | 0 | 0 | 78.301 | 0 | 64.7 | 39.1505 | 31.5 | 37.6 | 42.9 | 172.3572 | 70.7
4699 | 0 | 0 | 0 | 69.2082 | 0 | 73.6 | 34.6041 | 30.8 | 75.1 | 42.9 | 194.5485 | 81.3
4700 | 0 | 0 | 0 | 63.5626 | 0 | 22.2 | 31.7813 | 4 | 75.1 | 42.9 | 246.2823 | 40.9
4701 | 0 | 0 | 0 | 63.0568 | 0 | 2 | 31.5284 | 0.1 | 75.1 | 42.9 | 267.9987 | 14.3
4702 | 0 | 0 | 0 | 63.4098 | 0 | 0 | 31.7049 | 0 | 93.9 | 42.9 | 224.3843 | 3.3
4703 | 0 | 0 | 0 | 60.0472 | 0 | 0 | 30.0236 | 0 | 0 | 0 | 128.9538 | 0
4704 | 0 | 0 | 0 | 61.5283 | 0 | 0 | 30.7641 | 0 | 0 | 0 | 72.0892 | 0
4705 | 0 | 0 | 0 | 60.8065 | 0 | 0 | 30.4032 | 0 | 0 | 0 | 61.6243 | 0
4706 | 0 | 0 | 0 | 59.794 | 0 | 0 | 29.897 | 0 | 0 | 0 | 66.6791 | 0
4707 | 0 | 0 | 0 | 59.9093 | 0 | 0 | 29.9546 | 0 | 0 | 0 | 61.8559 | 0
4708 | 0 | 0 | 0 | 57.1159 | 0 | 0 | 28.558 | 0 | 0 | 0 | 58.7487 | 0
4709 | 0 | 0 | 0 | 47.0698 | 0 | 0 | 23.5349 | 0 | 0 | 0 | 62.0865 | 0
4710 | 0 | 0 | 0 | 66.9061 | 0 | 0 | 33.453 | 0 | 0 | 0 | 56.321 | 0
4711 | 0 | 0 | 0 | 102.1774 | 0 | 0 | 51.0887 | 0 | 56.3 | 42.9 | 60.4725 | 0
4712 | 0.7 | 0 | 0 | 154.1657 | 0 | 1.5 | 77.0828 | 36.4 | 37.6 | 43 | 60.9336 | 0
4713 | 2.1 | 0 | 0 | 243.2293 | 0 | 20.8 | 121.6147 | 33.8 | 0 | 43.2 | 62.5447 | 0
4714 | 3.5 | 0 | 0 | 256.2882 | 0 | 63.2 | 128.1441 | 39.3 | 0 | 43.4 | 56.0923 | 0
4715 | 3.5 | 0 | 0 | 248.0911 | 0 | 115.2 | 124.0456 | 47.3 | 0 | 43.4 | 126.1811 | 0
4716 | 2.8 | 0 | 0 | 240.7063 | 0 | 121.5 | 120.3531 | 65.6 | 0 | 43.3 | 190.9554 | 0
4717 | 1.4 | 0 | 0 | 226.1464 | 0 | 81.7 | 113.0732 | 72.2 | 75.1 | 43.1 | 136.8934 | 65.5
4718 | 2.1 | 0 | 0 | 237.1195 | 0 | 61.4 | 118.5598 | 79.2 | 37.6 | 43.2 | 135.4561 | 29.4
4719 | 3.5 | 0 | 0 | 233.8691 | 0 | 48.1 | 116.9345 | 95 | 0 | 43.4 | 104.6202 | 0
4720 | 2.8 | 0 | 0 | 215.6363 | 0 | 33.7 | 107.8182 | 106.1 | 0 | 43.3 | 101.2649 | 0
4721 | 2.1 | 0 | 0 | 179.5084 | 0 | 24.8 | 89.7542 | 116.5 | 0 | 43.2 | 185.8281 | 0
4722 | 0.7 | 0 | 0 | 136.2044 | 0 | 21.9 | 68.1022 | 105.5 | 37.6 | 43 | 200.5623 | 9.6
4723 | 0 | 0 | 0 | 112.0202 | 0 | 0 | 56.0101 | 18.6 | 75.1 | 42.9 | 341.4188 | 8
4724 | 0 | 0 | 0 | 94.4222 | 0 | 0 | 47.2111 | 0.8 | 75.1 | 42.9 | 395.0503 | 0
4725 | 0 | 0 | 0 | 66.6327 | 0 | 0 | 33.3164 | 0 | 75.1 | 42.9 | 259.2136 | 0
4726 | 0 | 0 | 0 | 66.3786 | 0 | 0 | 33.1893 | 0 | 93.9 | 42.9 | 208.3898 | 0
4727 | 0 | 0 | 0 | 60.0066 | 0 | 0 | 30.0033 | 0 | 0 | 0 | 149.2743 | 0
4728 | 0 | 0 | 0 | 61.5878 | 0 | 0 | 30.7939 | 0 | 0 | 0 | 215.9721 | 0
4729 | 0 | 0 | 0 | 61.2887 | 0 | 0 | 30.6444 | 0 | 0 | 0 | 75.3259 | 0
4730 | 0 | 0 | 0 | 61.0442 | 0 | 0 | 30.5221 | 0 | 0 | 0 | 46.1088 | 0
4731 | 0 | 0 | 0 | 59.5581 | 0 | 0 | 29.7791 | 0 | 0 | 0 | 46.1068 | 0
4732 | 0 | 0 | 0 | 58.8608 | 0 | 0 | 29.4304 | 0 | 0 | 0 | 55.0581 | 0
4733 | 0 | 0 | 0 | 63.3928 | 0 | 0 | 31.6964 | 0 | 0 | 0 | 58.2877 | 0
4734 | 0 | 0 | 0 | 76.5416 | 0 | 0 | 38.2708 | 0 | 0 | 0 | 108.3651 | 0
4735 | 0 | 0 | 0 | 114.5966 | 0 | 0 | 57.2983 | 0 | 56.3 | 42.9 | 136.9934 | 0
4736 | 0.7 | 0 | 0 | 177.9702 | 0 | 0 | 88.9851 | 49.6 | 37.6 | 43 | 59.5514 | 0
4737 | 2.1 | 0 | 0 | 253.8485 | 0 | 0 | 126.9243 | 51.9 | 0 | 43.2 | 56.7832 | 0
4738 | 3.5 | 0 | 0 | 301.2974 | 0 | 0 | 150.6487 | 65.1 | 0 | 43.4 | 49.892 | 0
4739 | 3.5 | 0 | 0 | 272.2049 | 0 | 0 | 136.1025 | 74.2 | 0 | 43.4 | 108.7251 | 0
4740 | 2.8 | 0 | 0 | 246.7724 | 0 | 1.2 | 123.3862 | 96.9 | 0 | 43.3 | 143.1703 | 0
4741 | 1.4 | 0 | 0 | 235.424 | 0 | 4.8 | 117.712 | 100 | 75.1 | 43.1 | 94.3216 | 0
4742 | 2.1 | 0 | 0 | 233.5697 | 0 | 9.4 | 116.7848 | 110.6 | 37.6 | 43.2 | 202.4117 | 0
4743 | 3.5 | 0 | 0 | 238.8278 | 0 | 14.8 | 119.4139 | 134.4 | 0 | 43.4 | 95.7547 | 0
4744 | 2.8 | 0 | 0 | 211.1719 | 0 | 21.5 | 105.5859 | 146.6 | 0 | 43.3 | 151.8286 | 0
4745 | 2.1 | 0 | 0 | 150.5817 | 0 | 41.1 | 75.2909 | 155 | 0 | 43.2 | 107.1477 | 0
4746 | 0.7 | 0 | 0 | 115.0256 | 0 | 50.8 | 57.5128 | 135.8 | 37.6 | 43 | 129.4433 | 0
4747 | 0 | 0 | 0 | 101.9812 | 0 | 22 | 50.9906 | 38.8 | 75.1 | 42.9 | 126.0629 | 6.8
4748 | 0 | 0 | 0 | 77.7648 | 0 | 0.1 | 38.8824 | 15.9 | 75.1 | 42.9 | 144.9309 | 0.3
4749 | 0 | 0 | 0 | 64.1013 | 0 | 0 | 32.0506 | 5.4 | 75.1 | 42.9 | 137.9392 | 0
4750 | 0 | 0 | 0 | 62.022 | 0 | 0 | 31.011 | 1 | 93.9 | 42.9 | 152.2625 | 0
4751 | 0 | 0 | 0 | 62.9499 | 0 | 0 | 31.475 | 0 | 0 | 0 | 114.8962 | 0
4752 | 0 | 0 | 0 | 59.7493 | 0 | 0 | 29.8747 | 0 | 0 | 0 | 82.6735 | 0
4753 | 0 | 0 | 0 | 59.939 | 0 | 0 | 29.9695 | 0 | 0 | 0 | 67.2554 | 0
4754 | 0 | 0 | 0 | 60.0735 | 0 | 0 | 30.0368 | 0 | 0 | 0 | 59.4371 | 0
4755 | 0 | 0 | 0 | 60.6165 | 0 | 0 | 30.3083 | 0 | 0 | 0 | 50.1232 | 0
4756 | 0 | 0 | 0 | 61.545 | 0 | 0 | 30.7725 | 0 | 0 | 0 | 47.9402 | 0
4757 | 0 | 0 | 0 | 58.9079 | 0 | 0 | 29.4539 | 0 | 0 | 0 | 65.5246 | 0
4758 | 0 | 0 | 0 | 69.2088 | 0 | 0 | 34.6044 | 0 | 0 | 0 | 62.0848 | 0
4759 | 0 | 0 | 0 | 110.4719 | 0 | 0 | 55.2359 | 0 | 56.3 | 42.9 | 52.0749 | 0
4760 | 0.7 | 0 | 0 | 166.4557 | 0 | 10.2 | 83.2278 | 107.9 | 37.6 | 43 | 56.4371 | 0
4761 | 2.1 | 0 | 0 | 247.3129 | 0 | 41.6 | 123.6564 | 114.5 | 0 | 43.2 | 51.3861 | 0
4762 | 3.5 | 0 | 0 | 274.6803 | 0 | 122 | 137.3401 | 166.8 | 0 | 43.4 | 90.5006 | 0
4763 | 3.5 | 0 | 0 | 276.246 | 0 | 135.3 | 138.123 | 186 | 0 | 43.4 | 108.2445 | 0
4764 | 2.8 | 0 | 0 | 278.5593 | 0 | 165.9 | 139.2796 | 180.4 | 0 | 43.3 | 121.8948 | 0
4765 | 1.4 | 0 | 0 | 272.0714 | 0 | 202.6 | 136.0357 | 151.3 | 75.1 | 43.1 | 87.5254 | 183.7
4766 | 2.1 | 0 | 0 | 271.5222 | 0 | 214.6 | 135.7611 | 158.3 | 37.6 | 43.2 | 97.5504 | 158.6
4767 | 3.5 | 0 | 0 | 252.0163 | 0 | 276.9 | 126.0081 | 192.1 | 0 | 43.4 | 135.5364 | 0
4768 | 2.8 | 0 | 0 | 218.0215 | 0 | 264.6 | 109.0107 | 180.5 | 0 | 43.3 | 120.8202 | 0
4769 | 2.1 | 0 | 0 | 160.9369 | 0 | 239.5 | 80.4684 | 148.4 | 0 | 43.2 | 60.5898 | 0
4770 | 0.7 | 0 | 0 | 116.4754 | 0 | 226.7 | 58.2377 | 110.4 | 37.6 | 43 | 150.1101 | 277.8
4771 | 0 | 0 | 0 | 92.5968 | 0 | 115.2 | 46.2984 | 1.9 | 75.1 | 42.9 | 342.1074 | 300.6
4772 | 0 | 0 | 0 | 81.4854 | 0 | 44.6 | 40.7427 | 0 | 75.1 | 42.9 | 159.7074 | 204.1
4773 | 0 | 0 | 0 | 69.7316 | 0 | 34.5 | 34.8658 | 0 | 75.1 | 42.9 | 161.2235 | 122.3
4774 | 0 | 0 | 0 | 66.5087 | 0 | 20.8 | 33.2544 | 0 | 93.9 | 42.9 | 107.2708 | 99.2
4775 | 0 | 0 | 0 | 63.3429 | 0 | 0 | 31.6714 | 0 | 0 | 0 | 106.9114 | 0
4776 | 0 | 0 | 0 | 63.3051 | 0 | 0 | 31.6525 | 0 | 0 | 0 | 66.3332 | 0
4777 | 0 | 0 | 0 | 64.0573 | 0 | 0 | 32.0286 | 0 | 0 | 0 | 69.7853 | 0
4778 | 0 | 0 | 0 | 59.988 | 0 | 0 | 29.994 | 0 | 0 | 0 | 59.5527 | 0
4779 | 0 | 0 | 0 | 62.0446 | 0 | 0 | 31.0223 | 0 | 0 | 0 | 51.1555 | 0
4780 | 0 | 0 | 0 | 61.8351 | 0 | 0 | 30.9176 | 0 | 0 | 0 | 47.0197 | 0
4781 | 0 | 0 | 0 | 59.2566 | 0 | 0 | 29.6283 | 0 | 0 | 0 | 62.0845 | 0
4782 | 0 | 0 | 0 | 71.2053 | 0 | 0 | 35.6027 | 0 | 0 | 0 | 71.9721 | 0
4783 | 0 | 0 | 0 | 104.9602 | 0 | 0 | 52.4801 | 0 | 56.3 | 42.9 | 78.6503 | 10.3
4784 | 0.7 | 0 | 0 | 158.897 | 0 | 38.4 | 79.4485 | 64.2 | 37.6 | 43 | 66.3328 | 30.7
4785 | 2.1 | 0 | 0 | 277.7101 | 0 | 79.2 | 138.855 | 92.8 | 0 | 43.2 | 47.3641 | 0
4786 | 3.5 | 0 | 0 | 349.649 | 0 | 136.5 | 174.8245 | 127.1 | 0 | 43.4 | 149.0317 | 0
4787 | 3.5 | 0 | 0 | 351.6533 | 0 | 187.1 | 175.8266 | 145.9 | 0 | 43.4 | 150.8797 | 0
4788 | 2.8 | 0 | 0 | 329.0646 | 0 | 222.8 | 164.5323 | 145.2 | 0 | 43.3 | 158.6357 | 0
4789 | 1.4 | 0 | 0 | 295.4823 | 0 | 250 | 147.7411 | 124.4 | 75.1 | 43.1 | 216.9729 | 418.3
4790 | 2.1 | 0 | 0 | 287.86 | 0 | 274.5 | 143.93 | 122.7 | 37.6 | 43.2 | 142.0513 | 383.7
4791 | 3.5 | 0 | 0 | 263.7893 | 0 | 305.1 | 131.8946 | 133.1 | 0 | 43.4 | 225.1531 | 0.3
4792 | 2.8 | 0 | 0 | 233.0103 | 0 | 320.7 | 116.5051 | 123.6 | 0 | 43.3 | 116.5353 | 10.9
4793 | 2.1 | 0 | 0 | 182.9473 | 0 | 322.9 | 91.4736 | 113 | 0 | 43.2 | 214.0408 | 29.8
4794 | 0.7 | 0 | 0 | 145.9041 | 0 | 318.8 | 72.952 | 82.6 | 37.6 | 43 | 174.6655 | 606.1
4795 | 0 | 0 | 0 | 113.2438 | 0 | 231.8 | 56.6219 | 0.2 | 75.1 | 42.9 | 195.2986 | 616.3
4796 | 0 | 0 | 0 | 89.6652 | 0 | 159.2 | 44.8326 | 0 | 75.1 | 42.9 | 188.9133 | 534.2
4797 | 0 | 0 | 0 | 70.141 | 0 | 122.5 | 35.0705 | 0 | 75.1 | 42.9 | 177.5476 | 433
4798 | 0 | 0 | 0 | 67.7264 | 0 | 87.8 | 33.8632 | 0 | 93.9 | 42.9 | 190.5122 | 376.1
4799 | 0 | 0 | 0 | 69.3281 | 0 | 0 | 34.6641 | 0 | 0 | 0 | 209.2573 | 0
4800 | 0 | 0 | 0 | 67.9425 | 0 | 0 | 33.9712 | 0 | 0 | 0 | 66.4467 | 0
4801 | 0 | 0 | 0 | 66.1592 | 0 | 0 | 33.0796 | 0 | 0 | 0 | 51.9604 | 0
4802 | 0 | 0 | 0 | 65.2195 | 0 | 0 | 32.6097 | 0 | 0 | 0 | 52.0765 | 0
4803 | 0 | 0 | 0 | 64.2497 | 0 | 0 | 32.1249 | 0 | 0 | 0 | 53.683 | 0
4804 | 0 | 0 | 0 | 63.2741 | 0 | 0 | 31.637 | 0 | 0 | 0 | 48.7431 | 0
4805 | 0 | 0 | 0 | 63.6339 | 0 | 0 | 31.817 | 0 | 0 | 0 | 76.971 | 0
4806 | 0 | 0 | 0 | 76.7439 | 0 | 0 | 38.372 | 0 | 0 | 0 | 75.9111 | 0
4807 | 0 | 0 | 0 | 121.0607 | 0 | 1 | 60.5303 | 0 | 56.3 | 42.9 | 71.3934 | 80.4
4808 | 0.7 | 0 | 0 | 160.9784 | 0 | 50.7 | 80.4892 | 4.8 | 37.6 | 43 | 120.2812 | 129.2
4809 | 2.1 | 0 | 0 | 233.4026 | 0 | 102.4 | 116.7013 | 0.4 | 0 | 43.2 | 188.6101 | 0
4810 | 3.5 | 0 | 0 | 277.7423 | 0 | 160.5 | 138.8712 | 0.8 | 0 | 43.4 | 95.1555 | 0
4811 | 3.5 | 0 | 0 | 281.4171 | 0 | 211.6 | 140.7085 | 3.9 | 0 | 43.4 | 76.1485 | 0
4812 | 2.8 | 0 | 0 | 271.688 | 0 | 222.5 | 135.844 | 22.2 | 0 | 43.3 | 76.7343 | 0
4813 | 1.4 | 0 | 0 | 261.4323 | 0 | 237.2 | 130.7162 | 27.9 | 75.1 | 43.1 | 73.5876 | 500.9
4814 | 2.1 | 0 | 0 | 259.0329 | 0 | 242.2 | 129.5165 | 38.8 | 37.6 | 43.2 | 77.8052 | 433.9
4815 | 3.5 | 0 | 0 | 240.013 | 0 | 253 | 120.0065 | 56.2 | 0 | 43.4 | 73.2393 | 0
4816 | 2.8 | 0 | 0 | 186.9006 | 0 | 248.7 | 93.4503 | 62.1 | 0 | 43.3 | 112.3635 | 0.3
4817 | 2.1 | 0 | 0 | 137.5479 | 0 | 227.8 | 68.774 | 77.6 | 0 | 43.2 | 159.3543 | 1.6
4818 | 0.7 | 0 | 0 | 103.5197 | 0 | 209.4 | 51.7598 | 60 | 37.6 | 43 | 116.0559 | 501.4
4819 | 0 | 0 | 0 | 92.2621 | 0 | 110.1 | 46.131 | 0 | 75.1 | 42.9 | 248.9141 | 462
4820 | 0 | 0 | 0 | 80.4289 | 0 | 46.1 | 40.2145 | 0 | 75.1 | 42.9 | 180.8852 | 337
4821 | 0 | 0 | 0 | 66.9504 | 0 | 24.9 | 33.4752 | 0 | 75.1 | 42.9 | 134.5793 | 236.4
4822 | 0 | 0 | 0 | 66.0764 | 0 | 12.6 | 33.0382 | 0 | 93.9 | 42.9 | 157.4352 | 174.8
4823 | 0 | 0 | 0 | 62.1878 | 0 | 0 | 31.0939 | 0 | 0 | 0 | 143.2839 | 0
4824 | 0 | 0 | 0 | 64.021 | 0 | 0 | 32.0105 | 0 | 0 | 0 | 111.6249 | 0
4825 | 0 | 0 | 0 | 61.0293 | 0 | 0 | 30.5147 | 0 | 0 | 0 | 82.9114 | 0
4826 | 0 | 0 | 0 | 61.2413 | 0 | 0 | 30.6207 | 0 | 0 | 0 | 67.2546 | 0
4827 | 0 | 0 | 0 | 60.4042 | 0 | 0 | 30.2021 | 0 | 0 | 0 | 49.6632 | 0
4828 | 0 | 0 | 0 | 61.2676 | 0 | 0 | 30.6338 | 0 | 0 | 0 | 47.0206 | 0
4829 | 0 | 0 | 0 | 62.8228 | 0 | 0 | 31.4114 | 0 | 0 | 0 | 50.8103 | 0
4830 | 0 | 0 | 0 | 67.6496 | 0 | 0 | 33.8248 | 0 | 0 | 0 | 58.1716 | 0
4831 | 0 | 0 | 0 | 88.2046 | 0 | 19.3 | 44.1023 | 0 | 56.3 | 42.9 | 81.6104 | 191.8
4832 | 0 | 0 | 0 | 89.8998 | 0 | 84.3 | 44.9499 | 0 | 37.6 | 42.9 | 100.0702 | 270.7
4833 | 0 | 0 | 0 | 87.4158 | 0 | 168.2 | 43.7079 | 0.6 | 0 | 42.9 | 267.4479 | 0
4834 | 0 | 0 | 0 | 87.9368 | 0 | 261.2 | 43.9684 | 16.2 | 0 | 42.9 | 86.4622 | 0.4
4835 | 0 | 0 | 0 | 90.3595 | 0 | 327.8 | 45.1797 | 28.1 | 0 | 42.9 | 123.221 | 23.1
4836 | 0 | 0 | 0 | 88.9871 | 0 | 377.9 | 44.4936 | 29.8 | 0 | 42.9 | 130.447 | 81.2
4837 | 0 | 0 | 0 | 88.0205 | 0 | 415.9 | 44.0102 | 37.4 | 75.1 | 42.9 | 154.2926 | 992.9
4838 | 0 | 0 | 0 | 89.8654 | 0 | 440.2 | 44.9327 | 49.7 | 37.6 | 42.9 | 143.12 | 850.5
4839 | 0 | 0 | 0 | 83.1274 | 0 | 482.2 | 41.5637 | 60.5 | 0 | 42.9 | 126.0805 | 200.8
4840 | 0 | 0 | 0 | 86.1358 | 0 | 491.3 | 43.0679 | 66.7 | 0 | 42.9 | 88.4792 | 321.8
4841 | 0 | 0 | 0 | 83.4513 | 0 | 496.6 | 41.7256 | 66.2 | 0 | 42.9 | 201.1664 | 374.1
4842 | 0 | 0 | 0 | 83.3341 | 0 | 498.3 | 41.6671 | 64.1 | 37.6 | 42.9 | 244.8951 | 1159.3
4843 | 0 | 0 | 0 | 83.565 | 0 | 434.4 | 41.7825 | 58.6 | 75.1 | 42.9 | 180.7944 | 1156.6
4844 | 0 | 0 | 0 | 71.6612 | 0 | 335.3 | 35.8306 | 23.1 | 75.1 | 42.9 | 238.6543 | 1032.8
4845 | 0 | 0 | 0 | 66.0736 | 0 | 282.4 | 33.0368 | 18.5 | 75.1 | 42.9 | 330.1093 | 897.2
4846 | 0 | 0 | 0 | 61.5202 | 0 | 262.2 | 30.7601 | 13.6 | 93.9 | 42.9 | 288.4304 | 910.5
4847 | 0 | 0 | 0 | 61.3628 | 0 | 63.7 | 30.6814 | 8.8 | 0 | 0 | 159.3944 | 133.9
4848 | 0 | 0 | 0 | 62.3511 | 0 | 62.3 | 31.1756 | 4.7 | 0 | 0 | 102.8244 | 145.8
4849 | 0 | 0 | 0 | 62.4571 | 0 | 49.1 | 31.2286 | 0.9 | 0 | 0 | 50.9253 | 119.4
4850 | 0 | 0 | 0 | 59.9263 | 0 | 34.5 | 29.9632 | 0 | 0 | 0 | 47.0204 | 87
4851 | 0 | 0 | 0 | 61.9182 | 0 | 22.5 | 30.9591 | 0 | 0 | 0 | 46.6779 | 63.4
4852 | 0 | 0 | 0 | 61.0684 | 0 | 15.2 | 30.5342 | 0 | 0 | 0 | 61.1653 | 45.3
4853 | 0 | 0 | 0 | 61.1973 | 0 | 10.4 | 30.5986 | 0 | 0 | 0 | 58.4013 | 32.4
4854 | 0 | 0 | 0 | 71.4263 | 0 | 7.7 | 35.7131 | 0 | 0 | 0 | 67.1399 | 29.9
4855 | 0 | 0 | 0 | 86.0726 | 0 | 197.3 | 43.0363 | 22.4 | 56.3 | 42.9 | 64.2644 | 937.8
4856 | 0 | 0 | 0 | 92.1 | 0 | 181.5 | 46.05 | 45.4 | 37.6 | 42.9 | 81.8438 | 781.2
4857 | 0 | 0 | 0 | 89.9166 | 0 | 188.1 | 44.9583 | 64.1 | 0 | 42.9 | 104.2577 | 31.6
4858 | 0 | 0 | 0 | 85.8851 | 0 | 204.1 | 42.9426 | 78.3 | 0 | 42.9 | 124.3191 | 64.8
4859 | 0 | 0 | 0 | 85.2618 | 0 | 223.9 | 42.6309 | 82.1 | 0 | 42.9 | 177.2822 | 90
4860 | 0 | 0 | 0 | 79.9231 | 0 | 250.9 | 39.9616 | 76.2 | 0 | 42.9 | 123.1233 | 113.6
4861 | 0 | 0 | 0 | 81.9128 | 0 | 286.6 | 40.9564 | 75.4 | 75.1 | 42.9 | 163.2541 | 1085.6
4862 | 0 | 0 | 0 | 82.2742 | 0 | 282.9 | 41.1371 | 73.6 | 37.6 | 42.9 | 93.0054 | 900.4
4863 | 0 | 0 | 0 | 83.1634 | 0 | 288.9 | 41.5817 | 72.2 | 0 | 42.9 | 103.4185 | 92
4864 | 0 | 0 | 0 | 84.9352 | 0 | 294.7 | 42.4676 | 69.7 | 0 | 42.9 | 211.5664 | 149.4
4865 | 0 | 0 | 0 | 80.326 | 0 | 293 | 40.163 | 66.3 | 0 | 42.9 | 161.8651 | 166.9
4866 | 0 | 0 | 0 | 78.9233 | 0 | 270.7 | 39.4617 | 59.5 | 37.6 | 42.9 | 125.9032 | 1032
4867 | 0 | 0 | 0 | 86.372 | 0 | 239.2 | 43.186 | 48.8 | 75.1 | 42.9 | 123.4011 | 955.2
4868 | 0 | 0 | 0 | 76.032 | 0 | 149.8 | 38.016 | 16.7 | 75.1 | 42.9 | 232.7907 | 810.7
4869 | 0 | 0 | 0 | 66.6113 | 0 | 140.6 | 33.3057 | 12.4 | 75.1 | 42.9 | 260.6472 | 701.5
4870 | 0 | 0 | 0 | 62.3886 | 0 | 115.5 | 31.1943 | 6.8 | 93.9 | 42.9 | 197.656 | 651.9
4871 | 0 | 0 | 0 | 62.3533 | 0 | 0 | 31.1767 | 2.7 | 0 | 0 | 176.9613 | 0
4872 | 0 | 0 | 0 | 62.5145 | 0 | 0 | 31.2572 | 0.1 | 0 | 0 | 92.6529 | 0
4873 | 0 | 0 | 0 | 60.2982 | 0 | 0 | 30.1491 | 0 | 0 | 0 | 71.3943 | 0
4874 | 0 | 0 | 0 | 60.7157 | 0 | 0 | 30.3578 | 0 | 0 | 0 | 47.134 | 0
4875 | 0 | 0 | 0 | 61.4393 | 0 | 0 | 30.7197 | 0 | 0 | 0 | 48.0542 | 0
4876 | 0 | 0 | 0 | 60.0233 | 0 | 0 | 30.0117 | 0 | 0 | 0 | 49.0889 | 0
4877 | 0 | 0 | 0 | 62.229 | 0 | 0 | 31.1145 | 0 | 0 | 0 | 50.2366 | 0
4878 | 0 | 0 | 0 | 78.1206 | 0 | 0 | 39.0603 | 0 | 0 | 0 | 57.4785 | 0
4879 | 0 | 0 | 0 | 118.2252 | 0 | 22.6 | 59.1126 | 1.1 | 56.3 | 42.9 | 73.5867 | 304.9
4880 | 0.7 | 0 | 0 | 181.3245 | 0 | 109.4 | 90.6622 | 107.6 | 37.6 | 43 | 240.3265 | 333.1
4881 | 2.1 | 0 | 0 | 307.811 | 0 | 179.7 | 153.9055 | 99.5 | 0 | 43.2 | 76.2638 | 0
4882 | 3.5 | 0 | 0 | 391.2053 | 0 | 257.5 | 195.6026 | 120.4 | 0 | 43.4 | 78.7684 | 3.6
4883 | 3.5 | 0 | 0 | 356.6557 | 0 | 306.2 | 178.3279 | 135.2 | 0 | 43.4 | 78.2843 | 28.2
4884 | 2.8 | 0 | 0 | 312.7103 | 0 | 338.3 | 156.3551 | 145.6 | 0 | 43.3 | 113.4424 | 67.7
4885 | 1.4 | 0 | 0 | 287.2588 | 0 | 362.6 | 143.6294 | 123.1 | 75.1 | 43.1 | 196.365 | 845.8
4886 | 2.1 | 0 | 0 | 279.0865 | 0 | 382.4 | 139.5432 | 133.6 | 37.6 | 43.2 | 132.4085 | 749.7
4887 | 3.5 | 0 | 0 | 262.4198 | 0 | 414.7 | 131.2099 | 168.1 | 0 | 43.4 | 123.3686 | 152.5
4888 | 2.8 | 0 | 0 | 225.9422 | 0 | 436.6 | 112.9711 | 176.3 | 0 | 43.3 | 191.8164 | 244.3
4889 | 2.1 | 0 | 0 | 181.0446 | 0 | 448.3 | 90.5223 | 177.7 | 0 | 43.2 | 130.0031 | 297.6
4890 | 0.7 | 0 | 0 | 126.6811 | 0 | 456.3 | 63.3406 | 155.5 | 37.6 | 43 | 132.3986 | 1051.8
4891 | 0 | 0 | 0 | 99.4148 | 0 | 360.1 | 49.7074 | 53.3 | 75.1 | 42.9 | 153.963 | 1048.3
4892 | 0 | 0 | 0 | 82.6582 | 0 | 271.2 | 41.3291 | 33.4 | 75.1 | 42.9 | 257.7244 | 914.3
4893 | 0 | 0 | 0 | 65.415 | 0 | 208.8 | 32.7075 | 21.3 | 75.1 | 42.9 | 221.8404 | 762
4894 | 0 | 0 | 0 | 64.1533 | 0 | 168.5 | 32.0767 | 15.9 | 93.9 | 42.9 | 291.493 | 695.3
4895 | 0 | 0 | 0 | 65.3549 | 0 | 12.6 | 32.6775 | 9.7 | 0 | 0 | 249.297 | 27.8
4896 | 0 | 0 | 0 | 60.8121 | 0 | 5.1 | 30.406 | 4.2 | 0 | 0 | 113.922 | 22.7
4897 | 0 | 0 | 0 | 62.6886 | 0 | 0 | 31.3443 | 0.3 | 0 | 0 | 76.4995 | 12.4
4898 | 0 | 0 | 0 | 61.3024 | 0 | 0 | 30.6512 | 0 | 0 | 0 | 61.165 | 2.4
4899 | 0 | 0 | 0 | 60.4634 | 0 | 0 | 30.2317 | 0 | 0 | 0 | 58.054 | 0
4900 | 0 | 0 | 0 | 57.6676 | 0 | 0 | 28.8338 | 0 | 0 | 0 | 62.0838 | 0
4901 | 0 | 0 | 0 | 49.0102 | 0 | 0 | 24.5051 | 0 | 0 | 0 | 76.0318 | 0
4902 | 0 | 0 | 0 | 63.7613 | 0 | 0 | 31.8806 | 0 | 0 | 0 | 96.5908 | 0
4903 | 0 | 0 | 0 | 99.0382 | 0 | 51.7 | 49.5191 | 9.2 | 56.3 | 42.9 | 70.013 | 487.6
4904 | 0.7 | 0 | 0 | 186.9313 | 0 | 145.5 | 93.4657 | 134.9 | 37.6 | 43 | 49.6635 | 477.2
4905 | 2.1 | 0 | 0 | 326.9165 | 0 | 214 | 163.4582 | 137.2 | 0 | 43.2 | 73.5858 | 4.5
4906 | 3.5 | 0 | 0 | 375.3431 | 0 | 287.2 | 187.6716 | 166.2 | 0 | 43.4 | 73.3548 | 26.6
4907 | 3.5 | 0 | 0 | 331.6964 | 0 | 336.1 | 165.8482 | 174.7 | 0 | 43.4 | 203.2012 | 66.1
4908 | 2.8 | 0 | 0 | 278.0901 | 0 | 381.5 | 139.045 | 164.2 | 0 | 43.3 | 207.0348 | 110.6
4909 | 1.4 | 0 | 0 | 260.625 | 0 | 416.5 | 130.3125 | 139.2 | 75.1 | 43.1 | 181.9155 | 1037.3
4910 | 2.1 | 0 | 0 | 248.2588 | 0 | 444.7 | 124.1294 | 140.1 | 37.6 | 43.2 | 93.3647 | 900.5
4911 | 3.5 | 0 | 0 | 243.4782 | 0 | 486.3 | 121.7391 | 163.2 | 0 | 43.4 | 144.5032 | 186.4
4912 | 2.8 | 0 | 0 | 214.5473 | 0 | 501.8 | 107.2736 | 158.9 | 0 | 43.3 | 142.5561 | 295.1
4913 | 2.1 | 0 | 0 | 169.8078 | 0 | 509.5 | 84.9039 | 143.7 | 0 | 43.2 | 98.7542 | 353.7
4914 | 0.7 | 0 | 0 | 132.2628 | 0 | 509.9 | 66.1314 | 112.5 | 37.6 | 43 | 99.2326 | 1247
4915 | 0 | 0 | 0 | 107.0925 | 0 | 393.6 | 53.5462 | 12.4 | 75.1 | 42.9 | 148.485 | 1182.3
4916 | 0 | 0 | 0 | 92.7638 | 0 | 286.6 | 46.3819 | 0 | 75.1 | 42.9 | 194.0247 | 1010.5
4917 | 0 | 0 | 0 | 72.6142 | 0 | 223 | 36.3071 | 0 | 75.1 | 42.9 | 231.6215 | 857.3
4918 | 0 | 0 | 0 | 68.2899 | 0 | 178.6 | 34.1449 | 0 | 93.9 | 42.9 | 239.4311 | 818.1
4919 | 0 | 0 | 0 | 66.5503 | 0 | 16.9 | 33.2751 | 0 | 0 | 0 | 139.9913 | 33.9
4920 | 0 | 0 | 0 | 66.0163 | 0 | 12 | 33.0081 | 0 | 0 | 0 | 108.7288 | 30.2
4921 | 0 | 0 | 0 | 66.1031 | 0 | 2.9 | 33.0515 | 0 | 0 | 0 | 66.2177 | 25.2
4922 | 0 | 0 | 0 | 65.0348 | 0 | 0 | 32.5174 | 0 | 0 | 0 | 58.7496 | 20.2
4923 | 0 | 0 | 0 | 62.0474 | 0 | 0 | 31.0237 | 0 | 0 | 0 | 51.2705 | 14.7
4924 | 0 | 0 | 0 | 60.1402 | 0 | 0 | 30.0701 | 0 | 0 | 0 | 46.6774 | 4.3
4925 | 0 | 0 | 0 | 63.4855 | 0 | 0 | 31.7427 | 0 | 0 | 0 | 51.2698 | 0
4926 | 0 | 0 | 0 | 79.1282 | 0 | 0 | 39.5641 | 0 | 0 | 0 | 55.6333 | 0
4927 | 0 | 0 | 0 | 114.1441 | 0 | 81.3 | 57.0721 | 0 | 56.3 | 42.9 | 98.0362 | 629
4928 | 0.7 | 0 | 0 | 194.9586 | 0 | 120.7 | 97.4793 | 16.8 | 37.6 | 43 | 122.0061 | 439.9
4929 | 2.1 | 0 | 0 | 303.3729 | 0 | 110.1 | 151.6865 | 13.4 | 0 | 43.2 | 80.0709 | 0
4930 | 3.5 | 0 | 0 | 319.2161 | 0 | 100.8 | 159.6081 | 21.7 | 0 | 43.4 | 123.2105 | 0
4931 | 3.5 | 0 | 0 | 326.7538 | 0 | 88.1 | 163.3769 | 33.7 | 0 | 43.4 | 80.6619 | 0
4932 | 2.8 | 0 | 0 | 315.6523 | 0 | 79.6 | 157.8262 | 60.4 | 0 | 43.3 | 120.8283 | 0
4933 | 1.4 | 0 | 0 | 277.2815 | 0 | 79.6 | 138.6407 | 66.8 | 75.1 | 43.1 | 133.5455 | 407.2
4934 | 2.1 | 0 | 0 | 273.2534 | 0 | 78.6 | 136.6267 | 73.3 | 37.6 | 43.2 | 61.2794 | 309.9
4935 | 3.5 | 0 | 0 | 261.4051 | 0 | 74.8 | 130.7025 | 91.7 | 0 | 43.4 | 54.4852 | 0
4936 | 2.8 | 0 | 0 | 215.5409 | 0 | 66.3 | 107.7704 | 97.7 | 0 | 43.3 | 129.8916 | 0
4937 | 2.1 | 0 | 0 | 161.2707 | 0 | 63.3 | 80.6353 | 102.7 | 0 | 43.2 | 98.6365 | 0
4938 | 0.7 | 0 | 0 | 129.0245 | 0 | 57.8 | 64.5122 | 91.4 | 37.6 | 43 | 78.2853 | 237.7
4939 | 0 | 0 | 0 | 109.1745 | 0 | 16.1 | 54.5873 | 10.6 | 75.1 | 42.9 | 123.6009 | 222.4
4940 | 0 | 0 | 0 | 93.5575 | 0 | 0 | 46.7788 | 0.1 | 75.1 | 42.9 | 150.8592 | 98.3
4941 | 0 | 0 | 0 | 69.5801 | 0 | 0 | 34.79 | 0 | 75.1 | 42.9 | 250.0406 | 50.1
4942 | 0 | 0 | 0 | 67.8842 | 0 | 0 | 33.9421 | 0 | 93.9 | 42.9 | 173.0336 | 37.1
4943 | 0 | 0 | 0 | 66.9832 | 0 | 0 | 33.4916 | 0 | 0 | 0 | 142.8555 | 0
4944 | 0 | 0 | 0 | 65.7752 | 0 | 0 | 32.8876 | 0 | 0 | 0 | 82.4399 | 0
4945 | 0 | 0 | 0 | 63.8998 | 0 | 0 | 31.9499 | 0 | 0 | 0 | 56.6685 | 0
4946 | 0 | 0 | 0 | 61.8949 | 0 | 0 | 30.9475 | 0 | 0 | 0 | 50.2381 | 0
4947 | 0 | 0 | 0 | 62.1937 | 0 | 0 | 31.0968 | 0 | 0 | 0 | 46.5625 | 0
4948 | 0 | 0 | 0 | 64.2203 | 0 | 0 | 32.1101 | 0 | 0 | 0 | 48.7427 | 0
4949 | 0 | 0 | 0 | 64.5869 | 0 | 0 | 32.2935 | 0 | 0 | 0 | 51.4993 | 0
4950 | 0 | 0 | 0 | 90.9319 | 0 | 0 | 45.4659 | 0 | 0 | 0 | 56.7838 | 0
4951 | 0 | 0 | 0 | 138.1154 | 0 | 0 | 69.0577 | 0 | 56.3 | 42.9 | 58.9791 | 0
4952 | 0.7 | 0 | 0 | 194.8687 | 0 | 0 | 97.4344 | 30.5 | 37.6 | 43 | 89.0708 | 0
4953 | 2.1 | 0 | 0 | 262.7012 | 0 | 0 | 131.3506 | 27.7 | 0 | 43.2 | 87.885 | 0
4954 | 3.5 | 0 | 0 | 293.7374 | 0 | 0 | 146.8687 | 27.5 | 0 | 43.4 | 66.332 | 0
4955 | 3.5 | 0 | 0 | 277.3112 | 0 | 10.4 | 138.6556 | 29.2 | 0 | 43.4 | 99.5951 | 0
4956 | 2.8 | 0 | 0 | 243.5997 | 0 | 24.6 | 121.7999 | 52 | 0 | 43.3 | 327.2574 | 0
4957 | 1.4 | 0 | 0 | 230.08 | 0 | 48.3 | 115.04 | 61.3 | 75.1 | 43.1 | 322.1296 | 26.6
4958 | 2.1 | 0 | 0 | 235.7618 | 0 | 72.2 | 117.8809 | 60.7 | 37.6 | 43.2 | 201.7998 | 42.6
4959 | 3.5 | 0 | 0 | 229.1214 | 0 | 96.1 | 114.5607 | 67.4 | 0 | 43.4 | 150.4104 | 0
4960 | 2.8 | 0 | 0 | 201.4047 | 0 | 118.4 | 100.7023 | 75.9 | 0 | 43.3 | 175.3027 | 0
4961 | 2.1 | 0 | 0 | 153.5836 | 0 | 138.2 | 76.7918 | 93.8 | 0 | 43.2 | 70.2428 | 0
4962 | 0.7 | 0 | 0 | 127.8812 | 0 | 147.7 | 63.9406 | 94.9 | 37.6 | 43 | 149.7153 | 161.1
4963 | 0 | 0 | 0 | 118.2413 | 0 | 84.1 | 59.1207 | 10.5 | 75.1 | 42.9 | 208.363 | 169.2
4964 | 0 | 0 | 0 | 98.2702 | 0 | 28 | 49.1351 | 0 | 75.1 | 42.9 | 169.0047 | 100.8
4965 | 0 | 0 | 0 | 76.1225 | 0 | 5 | 38.0613 | 0 | 75.1 | 42.9 | 173.876 | 36.5
4966 | 0 | 0 | 0 | 66.8419 | 0 | 0 | 33.421 | 0 | 93.9 | 42.9 | 155.8893 | 18.7
4967 | 0 | 0 | 0 | 65.826 | 0 | 0 | 32.913 | 0 | 0 | 0 | 176.8594 | 0
4968 | 0 | 0 | 0 | 65.9035 | 0 | 0 | 32.9517 | 0 | 0 | 0 | 83.8513 | 0
4969 | 0 | 0 | 0 | 63.5217 | 0 | 0 | 31.7609 | 0 | 0 | 0 | 56.0929 | 0
4970 | 0 | 0 | 0 | 62.7509 | 0 | 0 | 31.3755 | 0 | 0 | 0 | 52.993 | 0
4971 | 0 | 0 | 0 | 61.0225 | 0 | 0 | 30.5113 | 0 | 0 | 0 | 50.3515 | 0
4972 | 0 | 0 | 0 | 59.6579 | 0 | 0 | 29.829 | 0 | 0 | 0 | 52.8783 | 0
4973 | 0 | 0 | 0 | 62.0136 | 0 | 0 | 31.0068 | 0 | 0 | 0 | 56.5533 | 0
4974 | 0 | 0 | 0 | 77.489 | 0 | 0 | 38.7445 | 0 | 0 | 0 | 59.4378 | 0
4975 | 0 | 0 | 0 | 129.5256 | 0 | 0 | 64.7628 | 0 | 56.3 | 42.9 | 103.0582 | 0
4976 | 0.7 | 0 | 0 | 199.5597 | 0 | 1.4 | 99.7799 | 3.5 | 37.6 | 43 | 142.7836 | 0
4977 | 2.1 | 0 | 0 | 281.7155 | 0 | 22.2 | 140.8578 | 1.3 | 0 | 43.2 | 68.8632 | 0
4978 | 3.5 | 0 | 0 | 303.2868 | 0 | 61.2 | 151.6434 | 3.3 | 0 | 43.4 | 57.8213 | 0
4979 | 3.5 | 0 | 0 | 258.5566 | 0 | 102.1 | 129.2783 | 11.2 | 0 | 43.4 | 126.0184 | 0
4980 | 2.8 | 0 | 0 | 247.2965 | 0 | 147.9 | 123.6482 | 34.1 | 0 | 43.3 | 198.5665 | 0
4981 | 1.4 | 0 | 0 | 241.3221 | 0 | 191.1 | 120.661 | 46.7 | 75.1 | 43.1 | 232.7066 | 240.3
4982 | 2.1 | 0 | 0 | 235.0607 | 0 | 221.7 | 117.5304 | 60.7 | 37.6 | 43.2 | 127.8512 | 247.4
4983 | 3.5 | 0 | 0 | 226.5651 | 0 | 257 | 113.2826 | 83.7 | 0 | 43.4 | 88.7197 | 0
4984 | 2.8 | 0 | 0 | 200.2093 | 0 | 291.2 | 100.1047 | 97.5 | 0 | 43.3 | 203.544 | 0.7
4985 | 2.1 | 0 | 0 | 152.109 | 0 | 311.8 | 76.0545 | 111 | 0 | 43.2 | 85.7481 | 8.1
4986 | 0.7 | 0 | 0 | 112.9172 | 0 | 315.2 | 56.4586 | 106.8 | 37.6 | 43 | 85.7487 | 532.8
4987 | 0 | 0 | 0 | 90.7878 | 0 | 234.6 | 45.3939 | 16.5 | 75.1 | 42.9 | 178.736 | 547.8
4988 | 0 | 0 | 0 | 78.0044 | 0 | 155.5 | 39.0022 | 0.5 | 75.1 | 42.9 | 326.1348 | 454.4
4989 | 0 | 0 | 0 | 72.0517 | 0 | 108.6 | 36.0259 | 0 | 75.1 | 42.9 | 221.8901 | 339.7
4990 | 0 | 0 | 0 | 69.4409 | 0 | 79 | 34.7205 | 0 | 93.9 | 42.9 | 170.315 | 296
4991 | 0 | 0 | 0 | 67.0263 | 0 | 0 | 33.5132 | 0 | 0 | 0 | 130.7016 | 0
4992 | 0 | 0 | 0 | 69.3988 | 0 | 0 | 34.6994 | 0 | 0 | 0 | 102.6973 | 0
4993 | 0 | 0 | 0 | 65.8864 | 0 | 0 | 32.9432 | 0 | 0 | 0 | 81.3729 | 0
4994 | 0 | 0 | 0 | 66.4942 | 0 | 0 | 33.2471 | 0 | 0 | 0 | 63.348 | 0
4995 | 0 | 0 | 0 | 64.5156 | 0 | 0 | 32.2578 | 0 | 0 | 0 | 59.668 | 0
4996 | 0 | 0 | 0 | 66.4815 | 0 | 0 | 33.2407 | 0 | 0 | 0 | 49.5489 | 0
4997 | 0 | 0 | 0 | 63.8329 | 0 | 0 | 31.9164 | 0 | 0 | 0 | 54.8287 | 0
4998 | 0 | 0 | 0 | 70.044 | 0 | 0 | 35.022 | 0 | 0 | 0 | 94.7988 | 0
4999 | 0 | 0 | 0 | 90.6282 | 0 | 6.7 | 45.3141 | 0 | 56.3 | 42.9 | 84.567 | 122.3
5000 | 0 | 0 | 0 | 84.3138 | 0 | 42.6 | 42.1569 | 0 | 37.6 | 42.9 | 103.4177 | 157
5001 | 0 | 0 | 0 | 84.3281 | 0 | 90 | 42.164 | 0 | 0 | 42.9 | 97.1912 | 0
5002 | 0 | 0 | 0 | 82.7245 | 0 | 149.4 | 41.3623 | 0 | 0 | 42.9 | 68.6312 | 0
5003 | 0 | 0 | 0 | 80.115 | 0 | 213 | 40.0575 | 0 | 0 | 42.9 | 125.6901 | 0
5004 | 0 | 0 | 0 | 78.9298 | 0 | 265.4 | 39.4649 | 2.3 | 0 | 42.9 | 299.276 | 0
5005 | 0 | 0 | 0 | 79.9699 | 0 | 306 | 39.985 | 7.7 | 75.1 | 42.9 | 161.3398 | 674.1
5006 | 0 | 0 | 0 | 82.9201 | 0 | 334 | 41.46 | 12.9 | 37.6 | 42.9 | 207.9399 | 610.5
5007 | 0 | 0 | 0 | 79.1369 | 0 | 368.3 | 39.5684 | 18.7 | 0 | 42.9 | 151.4508 | 26.8
5008 | 0 | 0 | 0 | 80.6936 | 0 | 397.6 | 40.3468 | 22.9 | 0 | 42.9 | 69.4378 | 82.4
5009 | 0 | 0 | 0 | 79.1471 | 0 | 419.7 | 39.5735 | 30.2 | 0 | 42.9 | 69.3222 | 132.4
5010 | 0 | 0 | 0 | 79.1508 | 0 | 430.3 | 39.5754 | 32.5 | 37.6 | 42.9 | 88.4798 | 1001.3
5011 | 0 | 0 | 0 | 77.0793 | 0 | 362.2 | 38.5396 | 32.8 | 75.1 | 42.9 | 125.9915 | 975.1
5012 | 0 | 0 | 0 | 69.3991 | 0 | 248.9 | 34.6995 | 6.8 | 75.1 | 42.9 | 275.538 | 823.7
5013 | 0 | 0 | 0 | 62.9728 | 0 | 185.2 | 31.4864 | 0.3 | 75.1 | 42.9 | 189.0188 | 677.6
5014 | 0 | 0 | 0 | 65.1705 | 0 | 141 | 32.5853 | 0 | 93.9 | 42.9 | 169.9824 | 612
5015 | 0 | 0 | 0 | 61.6758 | 0 | 3 | 30.8379 | 0 | 0 | 0 | 132.4047 | 4.6
5016 | 0 | 0 | 0 | 62.2653 | 0 | 1 | 31.1326 | 0 | 0 | 0 | 66.6784 | 2.8
5017 | 0 | 0 | 0 | 62.8476 | 0 | 0 | 31.4238 | 0 | 0 | 0 | 52.0771 | 0.3
5018 | 0 | 0 | 0 | 62.1819 | 0 | 0 | 31.091 | 0 | 0 | 0 | 53.3386 | 0
5019 | 0 | 0 | 0 | 63.24 | 0 | 0 | 31.62 | 0 | 0 | 0 | 47.2486 | 0
5020 | 0 | 0 | 0 | 58.9891 | 0 | 0 | 29.4945 | 0 | 0 | 0 | 47.4782 | 0
5021 | 0 | 0 | 0 | 61.5153 | 0 | 0 | 30.7576 | 0 | 0 | 0 | 51.6146 | 0
5022 | 0 | 0 | 0 | 64.8042 | 0 | 0 | 32.4021 | 0 | 0 | 0 | 65.9865 | 0
5023 | 0 | 0 | 0 | 81.632 | 0 | 115.9 | 40.816 | 0 | 56.3 | 42.9 | 51.5009 | 603.1
5024 | 0 | 0 | 0 | 82.8194 | 0 | 119.2 | 41.4097 | 0 | 37.6 | 42.9 | 74.0467 | 492.5
5025 | 0 | 0 | 0 | 86.4482 | 0 | 132.8 | 43.2241 | 0 | 0 | 42.9 | 85.9841 | 0
5026 | 0 | 0 | 0 | 85.3533 | 0 | 149.1 | 42.6766 | 0 | 0 | 42.9 | 159.548 | 0
5027 | 0 | 0 | 0 | 88.6239 | 0 | 171.1 | 44.3119 | 0 | 0 | 42.9 | 125.3422 | 2.4
5028 | 0 | 0 | 0 | 85.8721 | 0 | 184.4 | 42.936 | 0.2 | 0 | 42.9 | 97.1941 | 9.8
5029 | 0 | 0 | 0 | 87.6681 | 0 | 193.7 | 43.834 | 4.2 | 75.1 | 42.9 | 165.6528 | 808.2
5030 | 0 | 0 | 0 | 90.2559 | 0 | 202.8 | 45.128 | 21.5 | 37.6 | 42.9 | 110.295 | 663.2
5031 | 0 | 0 | 0 | 91.7749 | 0 | 219.8 | 45.8874 | 42.5 | 0 | 42.9 | 100.5479 | 13.6
5032 | 0 | 0 | 0 | 92.6334 | 0 | 222.6 | 46.3167 | 66.2 | 0 | 42.9 | 130.666 | 29.4
5033 | 0 | 0 | 0 | 93.0143 | 0 | 214.5 | 46.5071 | 66.5 | 0 | 42.9 | 129.4528 | 36.9
5034 | 0 | 0 | 0 | 91.2929 | 0 | 206.7 | 45.6465 | 59.8 | 37.6 | 42.9 | 115.1375 | 748.8
5035 | 0 | 0 | 0 | 84.8307 | 0 | 187.4 | 42.4154 | 43 | 75.1 | 42.9 | 306.9386 | 744.8
5036 | 0 | 0 | 0 | 75.4971 | 0 | 112.7 | 37.7486 | 13.9 | 75.1 | 42.9 | 252.4944 | 623.6
5037 | 0 | 0 | 0 | 66.1356 | 0 | 98 | 33.0678 | 13.1 | 75.1 | 42.9 | 191.881 | 512.4
5038 | 0 | 0 | 0 | 69.5138 | 0 | 86.6 | 34.7569 | 8.2 | 93.9 | 42.9 | 202.8246 | 499
5039 | 0 | 0 | 0 | 68.6856 | 0 | 0 | 34.3428 | 3.3 | 0 | 0 | 267.7937 | 0
5040 | 0 | 0 | 0 | 67.265 | 0 | 0 | 33.6325 | 0.1 | 0 | 0 | 86.6985 | 0
5041 | 0 | 0 | 0 | 62.6769 | 0 | 0 | 31.3384 | 0 | 0 | 0 | 66.7953 | 0
5042 | 0 | 0 | 0 | 62.432 | 0 | 0 | 31.216 | 0 | 0 | 0 | 59.4368 | 0
5043 | 0 | 0 | 0 | 60.7755 | 0 | 0 | 30.3877 | 0 | 0 | 0 | 55.978 | 0
5044 | 0 | 0 | 0 | 62.4454 | 0 | 0 | 31.2227 | 0 | 0 | 0 | 55.4029 | 0
5045 | 0 | 0 | 0 | 63.8955 | 0 | 0 | 31.9477 | 0 | 0 | 0 | 51.8445 | 0
5046 | 0 | 0 | 0 | 73.6593 | 0 | 0 | 36.8296 | 0 | 0 | 0 | 50.9273 | 0
5047 | 0 | 0 | 0 | 114.8192 | 0 | 7.9 | 57.4096 | 0 | 56.3 | 42.9 | 50.4657 | 211
5048 | 0.7 | 0 | 0 | 167.6467 | 0 | 34.5 | 83.8233 | 41.7 | 37.6 | 43 | 54.8299 | 144.4
5049 | 2.1 | 0 | 0 | 244.5372 | 0 | 33 | 122.2686 | 25 | 0 | 43.2 | 69.7833 | 0
5050 | 3.5 | 0 | 0 | 301.6655 | 0 | 35.3 | 150.8328 | 21.5 | 0 | 43.4 | 53.6822 | 0
5051 | 3.5 | 0 | 0 | 293.6113 | 0 | 44.9 | 146.8056 | 29 | 0 | 43.4 | 93.4838 | 0
5052 | 2.8 | 0 | 0 | 261.5306 | 0 | 47 | 130.7653 | 64.9 | 0 | 43.3 | 132.8906 | 0
5053 | 1.4 | 0 | 0 | 234.2137 | 0 | 47.1 | 117.1069 | 75.3 | 75.1 | 43.1 | 169.9924 | 167.1
5054 | 2.1 | 0 | 0 | 244.6956 | 0 | 52.2 | 122.3478 | 77.7 | 37.6 | 43.2 | 127.5031 | 131.5
5055 | 3.5 | 0 | 0 | 231.4139 | 0 | 50.7 | 115.7069 | 87.8 | 0 | 43.4 | 93.8433 | 0
5056 | 2.8 | 0 | 0 | 193.1434 | 0 | 51 | 96.5717 | 72.9 | 0 | 43.3 | 90.1434 | 0
5057 | 2.1 | 0 | 0 | 141.1762 | 0 | 49.8 | 70.5881 | 62.9 | 0 | 43.2 | 105.2239 | 0
5058 | 0.7 | 0 | 0 | 112.4436 | 0 | 37.2 | 56.2218 | 57.1 | 37.6 | 43 | 190.7449 | 71.7
5059 | 0 | 0 | 0 | 84.3962 | 0 | 0.8 | 42.1981 | 0 | 75.1 | 42.9 | 221.9662 | 85.6
5060 | 0 | 0 | 0 | 75.4286 | 0 | 0 | 37.7143 | 0 | 75.1 | 42.9 | 175.8342 | 41.1
5061 | 0 | 0 | 0 | 71.4802 | 0 | 0 | 35.7401 | 0 | 75.1 | 42.9 | 159.065 | 12.8
5062 | 0 | 0 | 0 | 68.4104 | 0 | 0 | 34.2052 | 0 | 93.9 | 42.9 | 149.0238 | 4.8
5063 | 0 | 0 | 0 | 66.8875 | 0 | 0 | 33.4437 | 0 | 0 | 0 | 153.0297 | 0
5064 | 0 | 0 | 0 | 68.2143 | 0 | 0 | 34.1071 | 0 | 0 | 0 | 80.4273 | 0
5065 | 0 | 0 | 0 | 63.2921 | 0 | 0 | 31.646 | 0 | 0 | 0 | 65.2972 | 0
5066 | 0 | 0 | 0 | 66.5856 | 0 | 0 | 33.2928 | 0 | 0 | 0 | 47.593 | 0
5067 | 0 | 0 | 0 | 63.6993 | 0 | 0 | 31.8497 | 0 | 0 | 0 | 47.1347 | 0
5068 | 0 | 0 | 0 | 62.5919 | 0 | 0 | 31.296 | 0 | 0 | 0 | 48.1674 | 0
5069 | 0 | 0 | 0 | 64.497 | 0 | 0 | 32.2485 | 0 | 0 | 0 | 48.9736 | 0
5070 | 0 | 0 | 0 | 79.6287 | 0 | 0 | 39.8143 | 0 | 0 | 0 | 69.7857 | 0
5071 | 0 | 0 | 0 | 113.175 | 0 | 0 | 56.5875 | 0 | 56.3 | 42.9 | 56.4386 | 8.1
5072 | 0.7 | 0 | 0 | 179.2917 | 0 | 2.8 | 89.6459 | 9 | 37.6 | 43 | 58.8645 | 0.9
5073 | 2.1 | 0 | 0 | 278.1279 | 0 | 4 | 139.0639 | 9.6 | 0 | 43.2 | 58.2864 | 0
5074 | 3.5 | 0 | 0 | 316.3692 | 0 | 7.6 | 158.1846 | 24.3 | 0 | 43.4 | 96.1054 | 0
5075 | 3.5 | 0 | 0 | 268.7914 | 0 | 17.8 | 134.3957 | 46.6 | 0 | 43.4 | 218.3892 | 0
5076 | 2.8 | 0 | 0 | 257.3869 | 0 | 41 | 128.6935 | 75.8 | 0 | 43.3 | 81.2539 | 0
5077 | 1.4 | 0 | 0 | 237.0858 | 0 | 89 | 118.5429 | 80.9 | 75.1 | 43.1 | 110.0589 | 122.5
5078 | 2.1 | 0 | 0 | 237.7626 | 0 | 153 | 118.8813 | 91.4 | 37.6 | 43.2 | 176.8266 | 139.3
5079 | 3.5 | 0 | 0 | 224.1787 | 0 | 184.1 | 112.0894 | 117.4 | 0 | 43.4 | 170.982 | 0
5080 | 2.8 | 0 | 0 | 203.2816 | 0 | 192.4 | 101.6408 | 116.4 | 0 | 43.3 | 112.122 | 0
5081 | 2.1 | 0 | 0 | 152.4214 | 0 | 208.7 | 76.2107 | 121.6 | 0 | 43.2 | 113.322 | 0
5082 | 0.7 | 0 | 0 | 122.3695 | 0 | 210.9 | 61.1847 | 97 | 37.6 | 43 | 267.7014 | 322.3
5083 | 0 | 0 | 0 | 96.6425 | 0 | 130.8 | 48.3213 | 2.1 | 75.1 | 42.9 | 327.4373 | 353.5
5084 | 0 | 0 | 0 | 82.3666 | 0 | 82.5 | 41.1833 | 0 | 75.1 | 42.9 | 169.9173 | 303.6
5085 | 0 | 0 | 0 | 72.8445 | 0 | 62.4 | 36.4222 | 0 | 75.1 | 42.9 | 187.4069 | 232.5
5086 | 0 | 0 | 0 | 70.9974 | 0 | 43.4 | 35.4987 | 0 | 93.9 | 42.9 | 120.8294 | 203
5087 | 0 | 0 | 0 | 70.8969 | 0 | 0 | 35.4485 | 0 | 0 | 0 | 127.9006 | 0
5088 | 0 | 0 | 0 | 69.1295 | 0 | 0 | 34.5647 | 0 | 0 | 0 | 99.833 | 0
5089 | 0 | 0 | 0 | 65.9267 | 0 | 0 | 32.9634 | 0 | 0 | 0 | 55.6327 | 0
5090 | 0 | 0 | 0 | 68.1231 | 0 | 0 | 34.0616 | 0 | 0 | 0 | 49.7788 | 0
5091 | 0 | 0 | 0 | 67.2247 | 0 | 0 | 33.6123 | 0 | 0 | 0 | 63.0034 | 0
5092 | 0 | 0 | 0 | 66.0333 | 0 | 0 | 33.0167 | 0 | 0 | 0 | 51.6157 | 0
5093 | 0 | 0 | 0 | 66.2013 | 0 | 0 | 33.1007 | 0 | 0 | 0 | 52.1919 | 0
5094 | 0 | 0 | 0 | 65.367 | 0 | 0 | 32.6835 | 0 | 0 | 0 | 64.8409 | 0
5095 | 0 | 0 | 0 | 89.8744 | 0 | 0 | 44.9372 | 0 | 56.3 | 42.9 | 80.5441 | 0
5096 | 0.7 | 0 | 0 | 105.546 | 0 | 0 | 52.773 | 15.1 | 37.6 | 43 | 92.0574 | 0
5097 | 2.1 | 0 | 0 | 104.1299 | 0 | 0 | 52.065 | 9 | 0 | 43.2 | 99.1058 | 0
5098 | 3.5 | 0 | 0 | 100.4524 | 0 | 6.3 | 50.2262 | 12.2 | 0 | 43.4 | 117.3682 | 0
5099 | 3.5 | 0 | 0 | 99.4383 | 0 | 25.2 | 49.7192 | 17 | 0 | 43.4 | 118.4509 | 0
5100 | 2.8 | 0 | 0 | 99.8989 | 0 | 59.2 | 49.9494 | 39.6 | 0 | 43.3 | 112.4837 | 0
5101 | 1.4 | 0 | 0 | 100.1651 | 0 | 73.1 | 50.0825 | 44.9 | 75.1 | 43.1 | 323.0219 | 75.4
5102 | 2.1 | 0 | 0 | 98.6238 | 0 | 83.2 | 49.3119 | 48.6 | 37.6 | 43.2 | 112.7243 | 71.5
5103 | 3.5 | 0 | 0 | 96.1051 | 0 | 72 | 48.0526 | 52.3 | 0 | 43.4 | 148.0401 | 0
5104 | 2.8 | 0 | 0 | 96.6726 | 0 | 67.8 | 48.3363 | 64.4 | 0 | 43.3 | 119.1079 | 0
5105 | 2.1 | 0 | 0 | 94.416 | 0 | 71.8 | 47.208 | 77.4 | 0 | 43.2 | 112.1211 | 0
5106 | 0.7 | 0 | 0 | 83.0273 | 0 | 60.3 | 41.5137 | 61.1 | 37.6 | 43 | 107.7678 | 66.3
5107 | 0 | 0 | 0 | 72.7487 | 0 | 15.6 | 36.3744 | 0 | 75.1 | 42.9 | 221.285 | 69.2
5108 | 0 | 0 | 0 | 69.9105 | 0 | 0 | 34.9552 | 0 | 75.1 | 42.9 | 163.3571 | 24.9
5109 | 0 | 0 | 0 | 68.2868 | 0 | 0 | 34.1434 | 0 | 75.1 | 42.9 | 156.5594 | 3
5110 | 0 | 0 | 0 | 67.3548 | 0 | 0 | 33.6774 | 0 | 93.9 | 42.9 | 193.143 | 0
5111 | 0 | 0 | 0 | 66.0823 | 0 | 0 | 33.0411 | 0 | 0 | 0 | 285.3164 | 0
5112 | 0 | 0 | 0 | 67.7094 | 0 | 0 | 33.8547 | 0 | 0 | 0 | 110.2988 | 0
5113 | 0 | 0 | 0 | 65.6803 | 0 | 0 | 32.8402 | 0 | 0 | 0 | 57.2451 | 0
5114 | 0 | 0 | 0 | 63.5822 | 0 | 0 | 31.7911 | 0 | 0 | 0 | 45.9941 | 0
5115 | 0 | 0 | 0 | 64.8107 | 0 | 0 | 32.4053 | 0 | 0 | 0 | 46.5638 | 0
5116 | 0 | 0 | 0 | 63.4551 | 0 | 0 | 31.7275 | 0 | 0 | 0 | 46.4484 | 0
5117 | 0 | 0 | 0 | 62.2061 | 0 | 0 | 31.103 | 0 | 0 | 0 | 54.5986 | 0
5118 | 0 | 0 | 0 | 79.0749 | 0 | 0 | 39.5374 | 0 | 0 | 0 | 78.0452 | 0
5119 | 0 | 0 | 0 | 123.0681 | 0 | 0 | 61.534 | 0 | 56.3 | 42.9 | 54.1411 | 0
5120 | 0.7 | 0 | 0 | 169.5946 | 0 | 0 | 84.7973 | 7.9 | 37.6 | 43 | 86.4651 | 0
5121 | 2.1 | 0 | 0 | 239.7117 | 0 | 0 | 119.8559 | 15 | 0 | 43.2 | 113.324 | 0
5122 | 3.5 | 0 | 0 | 282.825 | 0 | 0 | 141.4125 | 37.2 | 0 | 43.4 | 86.9348 | 0
5123 | 3.5 | 0 | 0 | 276.0942 | 0 | 0 | 138.0471 | 55.2 | 0 | 43.4 | 104.2519 | 0
5124 | 2.8 | 0 | 0 | 257.615 | 0 | 0 | 128.8075 | 67.4 | 0 | 43.3 | 77.9235 | 0
5125 | 1.4 | 0 | 0 | 251.8037 | 0 | 21.6 | 125.9018 | 63.7 | 75.1 | 43.1 | 175.5573 | 0
5126 | 2.1 | 0 | 0 | 250.4673 | 0 | 48.5 | 125.2336 | 67.1 | 37.6 | 43.2 | 71.6259 | 0
5127 | 3.5 | 0 | 0 | 238.0812 | 0 | 63.8 | 119.0406 | 79.2 | 0 | 43.4 | 120.6385 | 0
5128 | 2.8 | 0 | 0 | 215.6872 | 0 | 83.8 | 107.8436 | 77.8 | 0 | 43.3 | 111.3875 | 0
5129 | 2.1 | 0 | 0 | 166.1622 | 0 | 78.4 | 83.0811 | 76 | 0 | 43.2 | 184.3667 | 0
5130 | 0.7 | 0 | 0 | 132.384 | 0 | 52.4 | 66.192 | 59.9 | 37.6 | 43 | 125.6226 | 6.4
5131 | 0 | 0 | 0 | 98.101 | 0 | 6.6 | 49.0505 | 0 | 75.1 | 42.9 | 100.43 | 9.1
5132 | 0 | 0 | 0 | 82.4744 | 0 | 0 | 41.2372 | 0 | 75.1 | 42.9 | 169.0507 | 0.3
5133 | 0 | 0 | 0 | 72.6492 | 0 | 0 | 36.3246 | 0 | 75.1 | 42.9 | 223.7685 | 0
5134 | 0 | 0 | 0 | 73.4544 | 0 | 0 | 36.7272 | 0 | 93.9 | 42.9 | 178.2098 | 0
5135 | 0 | 0 | 0 | 70.2774 | 0 | 0 | 35.1387 | 0 | 0 | 0 | 141.9858 | 0
5136 | 0 | 0 | 0 | 66.2373 | 0 | 0 | 33.1186 | 0 | 0 | 0 | 100.4284 | 0
5137 | 0 | 0 | 0 | 66.5044 | 0 | 0 | 33.2522 | 0 | 0 | 0 | 67.7141 | 0
5138 | 0 | 0 | 0 | 65.3989 | 0 | 0 | 32.6995 | 0 | 0 | 0 | 61.624 | 0
5139 | 0 | 0 | 0 | 66.3454 | 0 | 0 | 33.1727 | 0 | 0 | 0 | 50.0076 | 0
5140 | 0 | 0 | 0 | 64.1267 | 0 | 0 | 32.0633 | 0 | 0 | 0 | 53.5675 | 0
5141 | 0 | 0 | 0 | 65.0698 | 0 | 0 | 32.5349 | 0 | 0 | 0 | 61.6233 | 0
5142 | 0 | 0 | 0 | 84.4046 | 0 | 0 | 42.2023 | 0 | 0 | 0 | 70.7066 | 0
5143 | 0 | 0 | 0 | 121.3374 | 0 | 0 | 60.6687 | 0 | 56.3 | 42.9 | 119.53 | 0
5144 | 0.7 | 0 | 0 | 194.9484 | 0 | 0 | 97.4742 | 0 | 37.6 | 43 | 49.2044 | 0
5145 | 2.1 | 0 | 0 | 281.2367 | 0 | 0 | 140.6183 | 0 | 0 | 43.2 | 84.6843 | 0
5146 | 3.5 | 0 | 0 | 313.1265 | 0 | 0 | 156.5632 | 0 | 0 | 43.4 | 75.0915 | 0
5147 | 3.5 | 0 | 0 | 290.3115 | 0 | 0 | 145.1558 | 0 | 0 | 43.4 | 182.7063 | 0
5148 | 2.8 | 0 | 0 | 278.0231 | 0 | 0 | 139.0116 | 0 | 0 | 43.3 | 253.017 | 0
5149 | 1.4 | 0 | 0 | 270.6197 | 0 | 0 | 135.3098 | 0 | 75.1 | 43.1 | 156.2518 | 0
5150 | 2.1 | 0 | 0 | 281.4087 | 0 | 0 | 140.7044 | 0 | 37.6 | 43.2 | 170.2678 | 0
5151 | 3.5 | 0 | 0 | 265.0897 | 0 | 0 | 132.5449 | 1.1 | 0 | 43.4 | 88.7203 | 0
5152 | 2.8 | 0 | 0 | 234.9851 | 0 | 4.6 | 117.4926 | 1.5 | 0 | 43.3 | 155.4318 | 0
5153 | 2.1 | 0 | 0 | 179.4055 | 0 | 12.5 | 89.7027 | 8.5 | 0 | 43.2 | 95.3936 | 0
5154 | 0.7 | 0 | 0 | 137.1621 | 0 | 31.1 | 68.581 | 7.8 | 37.6 | 43 | 74.6251 | 0
5155 | 0 | 0 | 0 | 109.7643 | 0 | 7.9 | 54.8822 | 0 | 75.1 | 42.9 | 205.1701 | 0
5156 | 0 | 0 | 0 | 93.8938 | 0 | 0 | 46.9469 | 0 | 75.1 | 42.9 | 339.325 | 0
5157 | 0 | 0 | 0 | 74.7108 | 0 | 0 | 37.3554 | 0 | 75.1 | 42.9 | 258.2327 | 0
5158 | 0 | 0 | 0 | 73.3751 | 0 | 0 | 36.6875 | 0 | 93.9 | 42.9 | 220.1158 | 0
5159 | 0 | 0 | 0 | 72.6043 | 0 | 0 | 36.3022 | 0 | 0 | 0 | 167.5777 | 0
5160 | 0 | 0 | 0 | 70.9561 | 0 | 0 | 35.4781 | 0 | 0 | 0 | 194.1499 | 0
5161 | 0 | 0 | 0 | 70.1816 | 0 | 0 | 35.0908 | 0 | 0 | 0 | 67.6004 | 0
5162 | 0 | 0 | 0 | 69.8327 | 0 | 0 | 34.9163 | 0 | 0 | 0 | 62.7751 | 0
5163 | 0 | 0 | 0 | 68.3416 | 0 | 0 | 34.1708 | 0 | 0 | 0 | 59.4374 | 0
5164 | 0 | 0 | 0 | 66.7691 | 0 | 0 | 33.3845 | 0 | 0 | 0 | 51.844 | 0
5165 | 0 | 0 | 0 | 70.4922 | 0 | 0 | 35.2461 | 0 | 0 | 0 | 50.4675 | 0
5166 | 0 | 0 | 0 | 72.269 | 0 | 0 | 36.1345 | 0 | 0 | 0 | 67.9428 | 0
5167 | 0 | 0 | 0 | 88.4091 | 0 | 0 | 44.2046 | 0 | 56.3 | 42.9 | 84.5653 | 0
5168 | 0 | 0 | 0 | 88.5464 | 0 | 0 | 44.2732 | 0 | 37.6 | 42.9 | 55.4032 | 0
5169 | 0 | 0 | 0 | 88.5858 | 0 | 0 | 44.2929 | 0 | 0 | 42.9 | 80.4258 | 0
5170 | 0 | 0 | 0 | 93.5665 | 0 | 0 | 46.7833 | 0 | 0 | 42.9 | 55.0584 | 0
5171 | 0 | 0 | 0 | 95.0281 | 0 | 0 | 47.5141 | 0 | 0 | 42.9 | 54.7133 | 0
5172 | 0 | 0 | 0 | 93.1974 | 0 | 0 | 46.5987 | 0 | 0 | 42.9 | 172.8639 | 0
5173 | 0 | 0 | 0 | 95.9669 | 0 | 0 | 47.9834 | 0 | 75.1 | 42.9 | 126.6817 | 0
5174 | 0 | 0 | 0 | 95.0439 | 0 | 0 | 47.522 | 0 | 37.6 | 42.9 | 176.2953 | 0
5175 | 0 | 0 | 0 | 93.1202 | 0 | 0 | 46.5601 | 0 | 0 | 42.9 | 161.6396 | 0
5176 | 0 | 0 | 0 | 96.7324 | 0 | 1 | 48.3662 | 0 | 0 | 42.9 | 136.0611 | 0
5177 | 0 | 0 | 0 | 94.6916 | 0 | 2.4 | 47.3458 | 0 | 0 | 42.9 | 137.5526 | 0
5178 | 0 | 0 | 0 | 94.4269 | 0 | 0.2 | 47.2134 | 0 | 37.6 | 42.9 | 189.6109 | 0
5179 | 0 | 0 | 0 | 97.6891 | 0 | 0 | 48.8446 | 0 | 75.1 | 42.9 | 143.4508 | 0
5180 | 0 | 0 | 0 | 87.5782 | 0 | 0 | 43.7891 | 0 | 75.1 | 42.9 | 200.411 | 0
5181 | 0 | 0 | 0 | 72.6393 | 0 | 0 | 36.3197 | 0 | 75.1 | 42.9 | 137.3455 | 0
5182 | 0 | 0 | 0 | 70.0072 | 0 | 0 | 35.0036 | 0 | 93.9 | 42.9 | 125.1126 | 0
5183 | 0 | 0 | 0 | 66.2903 | 0 | 0 | 33.1451 | 0 | 0 | 0 | 142.8631 | 0
5184 | 0 | 0 | 0 | 69.6312 | 0 | 0 | 34.8156 | 0 | 0 | 0 | 86.9372 | 0
5185 | 0 | 0 | 0 | 66.5503 | 0 | 0 | 33.2751 | 0 | 0 | 0 | 61.9697 | 0
5186 | 0 | 0 | 0 | 67.8678 | 0 | 0 | 33.9339 | 0 | 0 | 0 | 55.6353 | 0
5187 | 0 | 0 | 0 | 66.0922 | 0 | 0 | 33.0461 | 0 | 0 | 0 | 52.3065 | 0
5188 | 0 | 0 | 0 | 65.3394 | 0 | 0 | 32.6697 | 0 | 0 | 0 | 53.1071 | 0
5189 | 0 | 0 | 0 | 63.0447 | 0 | 0 | 31.5224 | 0 | 0 | 0 | 51.2708 | 0
5190 | 0 | 0 | 0 | 68.3546 | 0 | 0 | 34.1773 | 0 | 0 | 0 | 64.2651 | 0
5191 | 0 | 0 | 0 | 86.037 | 0 | 0 | 43.0185 | 0 | 56.3 | 42.9 | 56.7829 | 0
5192 | 0 | 0 | 0 | 96.1231 | 0 | 0 | 48.0615 | 0 | 37.6 | 42.9 | 57.8238 | 0
5193 | 0 | 0 | 0 | 95.7189 | 0 | 0 | 47.8595 | 0 | 0 | 42.9 | 48.7436 | 0
5194 | 0 | 0 | 0 | 93.8699 | 0 | 0 | 46.935 | 0 | 0 | 42.9 | 57.4779 | 0
5195 | 0 | 0 | 0 | 91.2936 | 0 | 0 | 45.6468 | 0 | 0 | 42.9 | 66.564 | 0
5196 | 0 | 0 | 0 | 92.9619 | 0 | 0 | 46.4809 | 0 | 0 | 42.9 | 188.8396 | 0
5197 | 0 | 0 | 0 | 92.2258 | 0 | 0 | 46.1129 | 0 | 75.1 | 42.9 | 211.295 | 0
5198 | 0 | 0 | 0 | 95.0244 | 0 | 0 | 47.5122 | 0 | 37.6 | 42.9 | 81.0166 | 0
5199 | 0 | 0 | 0 | 94.2468 | 0 | 0 | 47.1234 | 0 | 0 | 42.9 | 64.4939 | 0
5200 | 0 | 0 | 0 | 94.0382 | 0 | 0 | 47.0191 | 0 | 0 | 42.9 | 107.1495 | 0
5201 | 0 | 0 | 0 | 94.3017 | 0 | 3.3 | 47.1508 | 0 | 0 | 42.9 | 95.7519 | 0
5202 | 0 | 0 | 0 | 91.4138 | 0 | 11.4 | 45.7069 | 0 | 37.6 | 42.9 | 127.4399 | 0
5203 | 0 | 0 | 0 | 83.0577 | 0 | 16.4 | 41.5288 | 0 | 75.1 | 42.9 | 132.9512 | 0
5204 | 0 | 0 | 0 | 79.7539 | 0 | 0 | 39.877 | 0 | 75.1 | 42.9 | 170.3481 | 0
5205 | 0 | 0 | 0 | 77.6235 | 0 | 0 | 38.8117 | 0 | 75.1 | 42.9 | 198.2486 | 0
5206 | 0 | 0 | 0 | 72.7044 | 0 | 0 | 36.3522 | 0 | 93.9 | 42.9 | 169.4523 | 0
5207 | 0 | 0 | 0 | 72.4162 | 0 | 0 | 36.2081 | 0 | 0 | 0 | 123.2256 | 0
5208 | 0 | 0 | 0 | 71.9299 | 0 | 0 | 35.965 | 0 | 0 | 0 | 77.2101 | 0
5209 | 0 | 0 | 0 | 70.6509 | 0 | 0 | 35.3254 | 0 | 0 | 0 | 49.8935 | 0
5210 | 0 | 0 | 0 | 70.4469 | 0 | 0 | 35.2235 | 0 | 0 | 0 | 49.435 | 0
5211 | 0 | 0 | 0 | 66.3157 | 0 | 0 | 33.1578 | 0 | 0 | 0 | 48.6298 | 0
5212 | 0 | 0 | 0 | 66.735 | 0 | 0 | 33.3675 | 0 | 0 | 0 | 46.792 | 0
5213 | 0 | 0 | 0 | 64.943 | 0 | 0 | 32.4715 | 0 | 0 | 0 | 60.0119 | 0
5214 | 0 | 0 | 0 | 87.0864 | 0 | 0 | 43.5432 | 0 | 0 | 0 | 77.2059 | 0
5215 | 0 | 0 | 0 | 126.4363 | 0 | 0 | 63.2181 | 0 | 56.3 | 42.9 | 48.2857 | 0
5216 | 0.7 | 0 | 0 | 186.5089 | 0 | 0 | 93.2544 | 0 | 37.6 | 43 | 52.5358 | 0
5217 | 2.1 | 0 | 0 | 267.6119 | 0 | 0 | 133.8059 | 0 | 0 | 43.2 | 123.8188 | 0
5218 | 3.5 | 0 | 0 | 295.7147 | 0 | 0 | 147.8574 | 0 | 0 | 43.4 | 141.3717 | 0
5219 | 3.5 | 0 | 0 | 273.9266 | 0 | 8.2 | 136.9633 | 0 | 0 | 43.4 | 68.864 | 0
5220 | 2.8 | 0 | 0 | 264.9952 | 0 | 42.4 | 132.4976 | 0 | 0 | 43.3 | 80.6599 | 0
5221 | 1.4 | 0 | 0 | 249.3348 | 0 | 84.6 | 124.6674 | 0 | 75.1 | 43.1 | 70.244 | 0
5222 | 2.1 | 0 | 0 | 253.0288 | 0 | 119.5 | 126.5144 | 0 | 37.6 | 43.2 | 132.3676 | 0
5223 | 3.5 | 0 | 0 | 235.4487 | 0 | 133.7 | 117.7244 | 0 | 0 | 43.4 | 83.1489 | 0
5224 | 2.8 | 0 | 0 | 210.8505 | 0 | 152.7 | 105.4253 | 0 | 0 | 43.3 | 67.3698 | 0
5225 | 2.1 | 0 | 0 | 157.391 | 0 | 173.7 | 78.6955 | 0 | 0 | 43.2 | 103.0615 | 0
5226 | 0.7 | 0 | 0 | 125.9841 | 0 | 180 | 62.9921 | 0 | 37.6 | 43 | 131.9697 | 58.4
5227 | 0 | 0 | 0 | 99.9649 | 0 | 101.2 | 49.9824 | 0 | 75.1 | 42.9 | 193.1135 | 71.4
5228 | 0 | 0 | 0 | 82.7354 | 0 | 20.6 | 41.3677 | 0 | 75.1 | 42.9 | 161.8224 | 17.3
5229 | 0 | 0 | 0 | 71.92 | 0 | 2.4 | 35.96 | 0 | 75.1 | 42.9 | 179.7911 | 0.8
5230 | 0 | 0 | 0 | 68.2003 | 0 | 0 | 34.1002 | 0 | 93.9 | 42.9 | 231.3267 | 0
5231 | 0 | 0 | 0 | 68.9655 | 0 | 0 | 34.4828 | 0 | 0 | 0 | 245.2528 | 0
5232 | 0 | 0 | 0 | 69.4688 | 0 | 0 | 34.7344 | 0 | 0 | 0 | 76.8524 | 0
5233 | 0 | 0 | 0 | 67.8575 | 0 | 0 | 33.9288 | 0 | 0 | 0 | 50.8108 | 0
5234 | 0 | 0 | 0 | 69.0111 | 0 | 0 | 34.5055 | 0 | 0 | 0 | 56.3198 | 0
5235 | 0 | 0 | 0 | 66.0113 | 0 | 0 | 33.0057 | 0 | 0 | 0 | 46.4489 | 0
5236 | 0 | 0 | 0 | 65.3351 | 0 | 0 | 32.6675 | 0 | 0 | 0 | 48.7456 | 0
5237 | 0 | 0 | 0 | 64.948 | 0 | 0 | 32.474 | 0 | 0 | 0 | 48.3994 | 0
5238 | 0 | 0 | 0 | 77.3845 | 0 | 0 | 38.6923 | 0 | 0 | 0 | 72.7786 | 0
5239 | 0 | 0 | 0 | 109.9193 | 0 | 0 | 54.9596 | 0 | 56.3 | 42.9 | 51.2703 | 0
5240 | 0.7 | 0 | 0 | 169.1452 | 0 | 0 | 84.5726 | 0 | 37.6 | 43 | 121.2461 | 0
5241 | 2.1 | 0 | 0 | 251.5523 | 0 | 0 | 125.7762 | 0 | 0 | 43.2 | 86.1056 | 0
5242 | 3.5 | 0 | 0 | 326.7373 | 0 | 0.5 | 163.3687 | 0 | 0 | 43.4 | 153.4076 | 0
5243 | 3.5 | 0 | 0 | 325.6024 | 0 | 11.1 | 162.8012 | 0 | 0 | 43.4 | 163.7712 | 0
5244 | 2.8 | 0 | 0 | 266.4249 | 0 | 39.1 | 133.2124 | 0 | 0 | 43.3 | 141.6035 | 0
5245 | 1.4 | 0 | 0 | 260.9129 | 0 | 76.3 | 130.4565 | 0 | 75.1 | 43.1 | 230.24 | 1
5246 | 2.1 | 0 | 0 | 259.3075 | 0 | 105.2 | 129.6538 | 0.9 | 37.6 | 43.2 | 69.3234 | 7.8
5247 | 3.5 | 0 | 0 | 230.7602 | 0 | 122.2 | 115.3801 | 9 | 0 | 43.4 | 109.4484 | 0
5248 | 2.8 | 0 | 0 | 206.1028 | 0 | 142.9 | 103.0514 | 18.9 | 0 | 43.3 | 105.2213 | 0
5249 | 2.1 | 0 | 0 | 152.666 | 0 | 163.8 | 76.333 | 36.9 | 0 | 43.2 | 141.7972 | 0
5250 | 0.7 | 0 | 0 | 110.9445 | 0 | 170.3 | 55.4723 | 40.3 | 37.6 | 43 | 201.9556 | 117.2
5251 | 0 | 0 | 0 | 90.3985 | 0 | 93.2 | 45.1993 | 0 | 75.1 | 42.9 | 287.0916 | 120.1
5252 | 0 | 0 | 0 | 73.7929 | 0 | 18.5 | 36.8964 | 0 | 75.1 | 42.9 | 195.8855 | 41.9
5253 | 0 | 0 | 0 | 72.8699 | 0 | 2.3 | 36.435 | 0 | 75.1 | 42.9 | 207.589 | 9.4
5254 | 0 | 0 | 0 | 69.3799 | 0 | 0 | 34.6899 | 0 | 93.9 | 42.9 | 173.2531 | 0.7
5255 | 0 | 0 | 0 | 67.1137 | 0 | 0 | 33.5569 | 0 | 0 | 0 | 106.0624 | 0
5256 | 0 | 0 | 0 | 67.1791 | 0 | 0 | 33.5896 | 0 | 0 | 0 | 83.1456 | 0
5257 | 0 | 0 | 0 | 64.5584 | 0 | 0 | 32.2792 | 0 | 0 | 0 | 63.465 | 0
5258 | 0 | 0 | 0 | 66.9104 | 0 | 0 | 33.4552 | 0 | 0 | 0 | 47.9388 | 0
5259 | 0 | 0 | 0 | 65.6196 | 0 | 0 | 32.8098 | 0 | 0 | 0 | 51.0405 | 0
5260 | 0 | 0 | 0 | 63.293 | 0 | 0 | 31.6465 | 0 | 0 | 0 | 49.0882 | 0
5261 | 0 | 0 | 0 | 68.0097 | 0 | 0 | 34.0049 | 0 | 0 | 0 | 49.2054 | 0
5262 | 0 | 0 | 0 | 77.162 | 0 | 0 | 38.581 | 0 | 0 | 0 | 65.6396 | 0
5263 | 0 | 0 | 0 | 114.2117 | 0 | 0 | 57.1059 | 0 | 56.3 | 42.9 | 58.9797 | 0
5264 | 0.7 | 0 | 0 | 171.5867 | 0 | 0 | 85.7934 | 0 | 37.6 | 43 | 79.9512 | 0
5265 | 2.1 | 0 | 0 | 278.0516 | 0 | 1 | 139.0258 | 0 | 0 | 43.2 | 92.5313 | 0
5266 | 3.5 | 0 | 0 | 316.1529 | 0 | 13.3 | 158.0764 | 0 | 0 | 43.4 | 108.6045 | 0
5267 | 3.5 | 0 | 0 | 309.6185 | 0 | 43.9 | 154.8092 | 1 | 0 | 43.4 | 150.821 | 0
5268 | 2.8 | 0 | 0 | 304.3907 | 0 | 89.4 | 152.1953 | 17.2 | 0 | 43.3 | 173.2621 | 0
5269 | 1.4 | 0 | 0 | 282.1606 | 0 | 137.3 | 141.0803 | 23.5 | 75.1 | 43.1 | 372.7734 | 74.4
5270 | 2.1 | 0 | 0 | 269.9307 | 0 | 171.4 | 134.9654 | 29.3 | 37.6 | 43.2 | 187.7548 | 105.1
5271 | 3.5 | 0 | 0 | 265.8887 | 0 | 197.2 | 132.9444 | 46.4 | 0 | 43.4 | 134.1188 | 0
5272 | 2.8 | 0 | 0 | 239.7278 | 0 | 219.4 | 119.8639 | 54.1 | 0 | 43.3 | 191.8717 | 0
5273 | 2.1 | 0 | 0 | 190.4703 | 0 | 237.1 | 95.2352 | 60.2 | 0 | 43.2 | 144.5461 | 0
5274 | 0.7 | 0 | 0 | 165.7518 | 0 | 241.4 | 82.8759 | 50 | 37.6 | 43 | 331.5404 | 306.5
5275 | 0 | 0 | 0 | 141.0786 | 0 | 154.5 | 70.5393 | 0 | 75.1 | 42.9 | 182.3212 | 305.7
5276 | 0 | 0 | 0 | 95.1037 | 0 | 59.4 | 47.5519 | 0 | 75.1 | 42.9 | 253.0458 | 190.9
5277 | 0 | 0 | 0 | 66.497 | 0 | 36.2 | 33.2485 | 0 | 75.1 | 42.9 | 324.7078 | 99.5
5278 | 0 | 0 | 0 | 65.5666 | 0 | 15.2 | 32.7833 | 0 | 93.9 | 42.9 | 191.184 | 51.7
5279 | 0 | 0 | 0 | 64.6678 | 0 | 0 | 32.3339 | 0 | 0 | 0 | 169.6803 | 0
5280 | 0 | 0 | 0 | 63.0395 | 0 | 0 | 31.5197 | 0 | 0 | 0 | 144.783 | 0
5281 | 0 | 0 | 0 | 64.6353 | 0 | 0 | 32.3176 | 0 | 0 | 0 | 76.0291 | 0
5282 | 0 | 0 | 0 | 61.2711 | 0 | 0 | 30.6355 | 0 | 0 | 0 | 75.2063 | 0
5283 | 0 | 0 | 0 | 62.9828 | 0 | 0 | 31.4914 | 0 | 0 | 0 | 120.4963 | 0
5284 | 0 | 0 | 0 | 60.5189 | 0 | 0 | 30.2594 | 0 | 0 | 0 | 94.0851 | 0
5285 | 0 | 0 | 0 | 62.8557 | 0 | 0 | 31.4278 | 0 | 0 | 0 | 61.6236 | 0
5286 | 0 | 0 | 0 | 75.8334 | 0 | 0 | 37.9167 | 0 | 0 | 0 | 72.0879 | 0
5287 | 0 | 0 | 0 | 101.5551 | 0 | 0 | 50.7775 | 0 | 56.3 | 42.9 | 60.9326 | 0
5288 | 0.7 | 0 | 0 | 156.0224 | 0 | 0 | 78.0112 | 0 | 37.6 | 43 | 93.7241 | 0
5289 | 2.1 | 0 | 0 | 219.1729 | 0 | 5.8 | 109.5864 | 0 | 0 | 43.2 | 146.5443 | 0
5290 | 3.5 | 0 | 0 | 284.5643 | 0 | 22.9 | 142.2822 | 0 | 0 | 43.4 | 115.256 | 0
5291 | 3.5 | 0 | 0 | 262.774 | 0 | 53.8 | 131.387 | 3.1 | 0 | 43.4 | 192.7012 | 0
5292 | 2.8 | 0 | 0 | 240.961 | 0 | 86.4 | 120.4805 | 22.8 | 0 | 43.3 | 133.38 | 0
5293 | 1.4 | 0 | 0 | 224.5599 | 0 | 127.2 | 112.28 | 33.4 | 75.1 | 43.1 | 113.5598 | 87.6
5294 | 2.1 | 0 | 0 | 220.3614 | 0 | 155.2 | 110.1807 | 40.2 | 37.6 | 43.2 | 238.2229 | 112.3
5295 | 3.5 | 0 | 0 | 218.8031 | 0 | 168.4 | 109.4016 | 54.8 | 0 | 43.4 | 98.3936 | 0
5296 | 2.8 | 0 | 0 | 194.4193 | 0 | 193.1 | 97.2097 | 62.9 | 0 | 43.3 | 100.4253 | 0
5297 | 2.1 | 0 | 0 | 151.4244 | 0 | 214.1 | 75.7122 | 69.7 | 0 | 43.2 | 150.0588 | 0
5298 | 0.7 | 0 | 0 | 119.0096 | 0 | 219.3 | 59.5048 | 60.2 | 37.6 | 43 | 90.6225 | 278.5
5299 | 0 | 0 | 0 | 99.9739 | 0 | 132.8 | 49.9869 | 0 | 75.1 | 42.9 | 111.1436 | 274.6
5300 | 0 | 0 | 0 | 81.4597 | 0 | 43.4 | 40.7299 | 0 | 75.1 | 42.9 | 298.9716 | 155.8
5301 | 0 | 0 | 0 | 64.2953 | 0 | 21.7 | 32.1476 | 0 | 75.1 | 42.9 | 148.6311 | 66.9
5302 | 0 | 0 | 0 | 62.958 | 0 | 5.1 | 31.479 | 0 | 93.9 | 42.9 | 243.6703 | 26.8
5303 | 0 | 0 | 0 | 62.2111 | 0 | 0 | 31.1055 | 0 | 0 | 0 | 218.4052 | 0
5304 | 0 | 0 | 0 | 63.2171 | 0 | 0 | 31.6085 | 0 | 0 | 0 | 137.5733 | 0
5305 | 0 | 0 | 0 | 62.8324 | 0 | 0 | 31.4162 | 0 | 0 | 0 | 74.3934 | 0
5306 | 0 | 0 | 0 | 61.2658 | 0 | 0 | 30.6329 | 0 | 0 | 0 | 66.7946 | 0
5307 | 0 | 0 | 0 | 61.9644 | 0 | 0 | 30.9822 | 0 | 0 | 0 | 63.4646 | 0
5308 | 0 | 0 | 0 | 60.1708 | 0 | 0 | 30.0854 | 0 | 0 | 0 | 64.8391 | 0
5309 | 0 | 0 | 0 | 60.1361 | 0 | 0 | 30.0681 | 0 | 0 | 0 | 66.2166 | 0
5310 | 0 | 0 | 0 | 81.2586 | 0 | 0 | 40.6293 | 0 | 0 | 0 | 72.4334 | 0
5311 | 0 | 0 | 0 | 120.704 | 0 | 0 | 60.352 | 0 | 56.3 | 42.9 | 67.3713 | 0
5312 | 0.7 | 0 | 0 | 173.9849 | 0 | 9.7 | 86.9925 | 0 | 37.6 | 43 | 48.4002 | 0
5313 | 2.1 | 0 | 0 | 207.8895 | 0 | 51.3 | 103.9448 | 0 | 0 | 43.2 | 45.4281 | 0
5314 | 3.5 | 0 | 0 | 256.2182 | 0 | 108.5 | 128.1091 | 3.6 | 0 | 43.4 | 45.2021 | 0
5315 | 3.5 | 0 | 0 | 264.3183 | 0 | 173.1 | 132.1592 | 18 | 0 | 43.4 | 50.5806 | 0
5316 | 2.8 | 0 | 0 | 251.8787 | 0 | 191.2 | 125.9393 | 49.2 | 0 | 43.3 | 150.0077 | 0
5317 | 1.4 | 0 | 0 | 239.3237 | 0 | 206 | 119.6619 | 59.9 | 75.1 | 43.1 | 220.2006 | 277.3
5318 | 2.1 | 0 | 0 | 236.5552 | 0 | 216.3 | 118.2776 | 70.4 | 37.6 | 43.2 | 177.9144 | 242
5319 | 3.5 | 0 | 0 | 239.8834 | 0 | 221.2 | 119.9417 | 95.3 | 0 | 43.4 | 71.3938 | 0
5320 | 2.8 | 0 | 0 | 216.2339 | 0 | 223.4 | 108.1169 | 107.5 | 0 | 43.3 | 75.0902 | 0
5321 | 2.1 | 0 | 0 | 163.4138 | 0 | 217.6 | 81.7069 | 117.4 | 0 | 43.2 | 90.1409 | 0
5322 | 0.7 | 0 | 0 | 119.1708 | 0 | 194.6 | 59.5854 | 99.1 | 37.6 | 43 | 79.1191 | 306.8
5323 | 0 | 0 | 0 | 101.4088 | 0 | 97.2 | 50.7044 | 6 | 75.1 | 42.9 | 229.1212 | 284.9
5324 | 0 | 0 | 0 | 80.5876 | 0 | 32.2 | 40.2938 | 0 | 75.1 | 42.9 | 191.6631 | 175
5325 | 0 | 0 | 0 | 61.0337 | 0 | 18 | 30.5168 | 0 | 75.1 | 42.9 | 176.7273 | 96.2
5326 | 0 | 0 | 0 | 60.8821 | 0 | 8.1 | 30.4411 | 0 | 93.9 | 42.9 | 154.1419 | 58.9
5327 | 0 | 0 | 0 | 60.7092 | 0 | 0 | 30.3546 | 0 | 0 | 0 | 114.0425 | 0
5328 | 0 | 0 | 0 | 58.4501 | 0 | 0 | 29.2251 | 0 | 0 | 0 | 84.3263 | 0
5329 | 0 | 0 | 0 | 57.8201 | 0 | 0 | 28.91 | 0 | 0 | 0 | 52.5355 | 0
5330 | 0 | 0 | 0 | 60.2108 | 0 | 0 | 30.1054 | 0 | 0 | 0 | 48.8589 | 0
5331 | 0 | 0 | 0 | 59.1825 | 0 | 0 | 29.5912 | 0 | 0 | 0 | 47.7119 | 0
5332 | 0 | 0 | 0 | 57.8861 | 0 | 0 | 28.943 | 0 | 0 | 0 | 49.6617 | 0
5333 | 0 | 0 | 0 | 60.0865 | 0 | 0 | 30.0433 | 0 | 0 | 0 | 55.4026 | 0
5334 | 0 | 0 | 0 | 57.6434 | 0 | 0 | 28.8217 | 0 | 0 | 0 | 60.2428 | 0
5335 | 0 | 0 | 0 | 69.8249 | 0 | 0 | 34.9125 | 0 | 56.3 | 42.9 | 53.9114 | 1.4
5336 | 0 | 0 | 0 | 82.0619 | 0 | 15.9 | 41.0309 | 0 | 37.6 | 42.9 | 48.7453 | 12.8
5337 | 0 | 0 | 0 | 79.399 | 0 | 71.6 | 39.6995 | 0 | 0 | 42.9 | 51.7292 | 0
5338 | 0 | 0 | 0 | 77.9288 | 0 | 157.6 | 38.9644 | 0 | 0 | 42.9 | 98.7557 | 0
5339 | 0 | 0 | 0 | 79.951 | 0 | 193.3 | 39.9755 | 0 | 0 | 42.9 | 80.8977 | 0
5340 | 0 | 0 | 0 | 75.349 | 0 | 194.2 | 37.6745 | 0 | 0 | 42.9 | 57.8222 | 0
5341 | 0 | 0 | 0 | 76.5822 | 0 | 211.5 | 38.2911 | 0 | 75.1 | 42.9 | 74.9741 | 401.2
5342 | 0 | 0 | 0 | 79.3042 | 0 | 223.7 | 39.6521 | 0 | 37.6 | 42.9 | 128.1092 | 339.7
5343 | 0 | 0 | 0 | 78.3462 | 0 | 203.3 | 39.1731 | 0 | 0 | 42.9 | 93.7248 | 0
5344 | 0 | 0 | 0 | 78.4829 | 0 | 188.3 | 39.2415 | 0 | 0 | 42.9 | 68.862 | 0
5345 | 0 | 0 | 0 | 76.6705 | 0 | 166 | 38.3352 | 0 | 0 | 42.9 | 70.8207 | 0
5346 | 0 | 0 | 0 | 75.7906 | 0 | 149 | 37.8953 | 0 | 37.6 | 42.9 | 136.124 | 320
5347 | 0 | 0 | 0 | 72.1465 | 0 | 118.8 | 36.0733 | 0 | 75.1 | 42.9 | 119.0941 | 348.8
5348 | 0 | 0 | 0 | 68.7259 | 0 | 38.1 | 34.363 | 0 | 75.1 | 42.9 | 135.5073 | 236.3
5349 | 0 | 0 | 0 | 61.6383 | 0 | 20.9 | 30.8192 | 0 | 75.1 | 42.9 | 162.59 | 133.1
5350 | 0 | 0 | 0 | 62.6567 | 0 | 9.8 | 31.3284 | 0 | 93.9 | 42.9 | 133.2618 | 84.7
5351 | 0 | 0 | 0 | 60.2576 | 0 | 0 | 30.1288 | 0 | 0 | 0 | 151.5214 | 0
5352 | 0 | 0 | 0 | 60.2604 | 0 | 0 | 30.1302 | 0 | 0 | 0 | 76.4976 | 0
5353 | 0 | 0 | 0 | 60.6726 | 0 | 0 | 30.3363 | 0 | 0 | 0 | 71.6267 | 0
5354 | 0 | 0 | 0 | 59.6108 | 0 | 0 | 29.8054 | 0 | 0 | 0 | 54.9438 | 0
5355 | 0 | 0 | 0 | 58.7021 | 0 | 0 | 29.3511 | 0 | 0 | 0 | 47.3645 | 0
5356 | 0 | 0 | 0 | 55.8893 | 0 | 0 | 27.9446 | 0 | 0 | 0 | 48.9746 | 0
5357 | 0 | 0 | 0 | 58.2896 | 0 | 0 | 29.1448 | 0 | 0 | 0 | 49.8925 | 0
5358 | 0 | 0 | 0 | 62.2817 | 0 | 0 | 31.1409 | 0 | 0 | 0 | 64.7245 | 0
5359 | 0 | 0 | 0 | 75.1323 | 0 | 0 | 37.5662 | 0 | 56.3 | 42.9 | 54.142 | 4.9
5360 | 0 | 0 | 0 | 79.312 | 0 | 12.1 | 39.656 | 0 | 37.6 | 42.9 | 106.1835 | 39.3
5361 | 0 | 0 | 0 | 77.7019 | 0 | 56.7 | 38.851 | 0 | 0 | 42.9 | 180.4903 | 0
5362 | 0 | 0 | 0 | 84.0051 | 0 | 123.1 | 42.0026 | 0 | 0 | 42.9 | 67.7144 | 0
5363 | 0 | 0 | 0 | 83.9642 | 0 | 179 | 41.9821 | 0 | 0 | 42.9 | 240.9962 | 0
5364 | 0 | 0 | 0 | 89.0215 | 0 | 184 | 44.5108 | 0 | 0 | 42.9 | 221.1951 | 0
5365 | 0 | 0 | 0 | 88.6447 | 0 | 195.8 | 44.3223 | 0 | 75.1 | 42.9 | 81.9644 | 481.2
5366 | 0 | 0 | 0 | 86.4541 | 0 | 209.1 | 43.2271 | 0 | 37.6 | 42.9 | 96.1061 | 408.8
5367 | 0 | 0 | 0 | 85.9852 | 0 | 218.4 | 42.9926 | 0 | 0 | 42.9 | 197.1678 | 0
5368 | 0 | 0 | 0 | 86.2756 | 0 | 218.4 | 43.1378 | 0 | 0 | 42.9 | 97.4299 | 0
5369 | 0 | 0 | 0 | 87.5943 | 0 | 209.1 | 43.7972 | 0 | 0 | 42.9 | 92.6496 | 0
5370 | 0 | 0 | 0 | 82.436 | 0 | 197.8 | 41.218 | 0 | 37.6 | 42.9 | 145.2707 | 517.6
5371 | 0 | 0 | 0 | 74.8584 | 0 | 171.1 | 37.4292 | 0 | 75.1 | 42.9 | 268.2214 | 491.8
5372 | 0 | 0 | 0 | 73.0016 | 0 | 75.6 | 36.5008 | 0 | 75.1 | 42.9 | 121.6028 | 364.8
5373 | 0 | 0 | 0 | 68.3856 | 0 | 59.5 | 34.1928 | 0 | 75.1 | 42.9 | 178.4505 | 260.8
5374 | 0 | 0 | 0 | 65.1866 | 0 | 36.5 | 32.5933 | 0 | 93.9 | 42.9 | 132.3237 | 203.9
5375 | 0 | 0 | 0 | 63.2078 | 0 | 0 | 31.6039 | 0 | 0 | 0 | 143.1007 | 0
5376 | 0 | 0 | 0 | 63.7926 | 0 | 0 | 31.8963 | 0 | 0 | 0 | 181.3594 | 0
5377 | 0 | 0 | 0 | 62.0003 | 0 | 0 | 31.0002 | 0 | 0 | 0 | 56.5542 | 0
5378 | 0 | 0 | 0 | 61.7338 | 0 | 0 | 30.8669 | 0 | 0 | 0 | 49.8922 | 0
5379 | 0 | 0 | 0 | 61.7514 | 0 | 0 | 30.8757 | 0 | 0 | 0 | 48.2833 | 0
5380 | 0 | 0 | 0 | 62.9192 | 0 | 0 | 31.4596 | 0 | 0 | 0 | 48.4004 | 0
5381 | 0 | 0 | 0 | 61.2023 | 0 | 0 | 30.6011 | 0 | 0 | 0 | 47.7109 | 0
5382 | 0 | 0 | 0 | 81.0884 | 0 | 0 | 40.5442 | 0 | 0 | 0 | 57.8226 | 0
5383 | 0 | 0 | 0 | 115.6061 | 0 | 0 | 57.803 | 0 | 56.3 | 42.9 | 73.4707 | 0
5384 | 0.7 | 0 | 0 | 154.0389 | 0 | 2.4 | 77.0195 | 0 | 37.6 | 43 | 115.0189 | 0
5385 | 2.1 | 0 | 0 | 251.1107 | 0 | 21.3 | 125.5553 | 0 | 0 | 43.2 | 114.7736 | 0
5386 | 3.5 | 0 | 0 | 299.4177 | 0 | 54.8 | 149.7088 | 0 | 0 | 43.4 | 50.5812 | 0
5387 | 3.5 | 0 | 0 | 270.5422 | 0 | 105.5 | 135.2711 | 0 | 0 | 43.4 | 58.6319 | 0
5388 | 2.8 | 0 | 0 | 244.8003 | 0 | 165.9 | 122.4002 | 0 | 0 | 43.3 | 93.1238 | 0
5389 | 1.4 | 0 | 0 | 216.6696 | 0 | 218.1 | 108.3348 | 0.2 | 75.1 | 43.1 | 56.5548 | 288.4
5390 | 2.1 | 0 | 0 | 218.5818 | 0 | 252.7 | 109.2909 | 3.8 | 37.6 | 43.2 | 53.2248 | 288.3
5391 | 3.5 | 0 | 0 | 206.6644 | 0 | 265.6 | 103.3322 | 14.1 | 0 | 43.4 | 84.0869 | 0
5392 | 2.8 | 0 | 0 | 187.0116 | 0 | 273.5 | 93.5058 | 29.7 | 0 | 43.3 | 103.3003 | 0
5393 | 2.1 | 0 | 0 | 141.744 | 0 | 279.5 | 70.872 | 70.4 | 0 | 43.2 | 114.6561 | 0
5394 | 0.7 | 0 | 0 | 105.9811 | 0 | 268.5 | 52.9905 | 70.1 | 37.6 | 43 | 144.6024 | 467.7
5395 | 0 | 0 | 0 | 85.5306 | 0 | 166.6 | 42.7653 | 0 | 75.1 | 42.9 | 105.6976 | 434.8
5396 | 0 | 0 | 0 | 67.9006 | 0 | 72.8 | 33.9503 | 0 | 75.1 | 42.9 | 95.3964 | 313.9
5397 | 0 | 0 | 0 | 62.4277 | 0 | 55.5 | 31.2138 | 0 | 75.1 | 42.9 | 77.2069 | 217.8
5398 | 0 | 0 | 0 | 64.193 | 0 | 31.9 | 32.0965 | 0 | 93.9 | 42.9 | 63.8075 | 164.9
5399 | 0 | 0 | 0 | 63.1043 | 0 | 0 | 31.5521 | 0 | 0 | 0 | 69.4386 | 0
5400 | 0 | 0 | 0 | 63.0277 | 0 | 0 | 31.5138 | 0 | 0 | 0 | 57.9389 | 0
5401 | 0 | 0 | 0 | 60.1851 | 0 | 0 | 30.0925 | 0 | 0 | 0 | 49.8932 | 0
5402 | 0 | 0 | 0 | 62.5284 | 0 | 0 | 31.2642 | 0 | 0 | 0 | 45.5414 | 0
5403 | 0 | 0 | 0 | 60.5266 | 0 | 0 | 30.2633 | 0 | 0 | 0 | 45.4279 | 0
5404 | 0 | 0 | 0 | 59.8243 | 0 | 0 | 29.9122 | 0 | 0 | 0 | 46.5623 | 0
5405 | 0 | 0 | 0 | 63.9259 | 0 | 0 | 31.9629 | 0 | 0 | 0 | 55.2863 | 0
5406 | 0 | 0 | 0 | 83.0781 | 0 | 0 | 41.5391 | 0 | 0 | 0 | 61.5092 | 0
5407 | 0 | 0 | 0 | 104.7668 | 0 | 0 | 52.3834 | 0 | 56.3 | 42.9 | 52.7645 | 5.1
5408 | 0.7 | 0 | 0 | 150.3202 | 0 | 31.1 | 75.1601 | 11.5 | 37.6 | 43 | 53.5669 | 28.8
5409 | 2.1 | 0 | 0 | 233.565 | 0 | 83.9 | 116.7825 | 39.3 | 0 | 43.2 | 48.7446 | 0
5410 | 3.5 | 0 | 0 | 285.3494 | 0 | 157.1 | 142.6747 | 67.3 | 0 | 43.4 | 51.9612 | 0
5411 | 3.5 | 0 | 0 | 259.8967 | 0 | 234.9 | 129.9483 | 89.8 | 0 | 43.4 | 50.9255 | 0
5412 | 2.8 | 0 | 0 | 243.3961 | 0 | 294 | 121.698 | 103.9 | 0 | 43.3 | 51.8429 | 0
5413 | 1.4 | 0 | 0 | 239.2031 | 0 | 335.2 | 119.6016 | 92.7 | 75.1 | 43.1 | 91.8169 | 576.5
5414 | 2.1 | 0 | 0 | 253.176 | 0 | 367.3 | 126.588 | 100.9 | 37.6 | 43.2 | 86.581 | 522
5415 | 3.5 | 0 | 0 | 254.9221 | 0 | 411.3 | 127.4611 | 128.3 | 0 | 43.4 | 93.9652 | 8
5416 | 2.8 | 0 | 0 | 228.2508 | 0 | 424 | 114.1254 | 128.9 | 0 | 43.3 | 93.2482 | 48
5417 | 2.1 | 0 | 0 | 168.1103 | 0 | 419.2 | 84.0552 | 115.1 | 0 | 43.2 | 83.2665 | 86.3
5418 | 0.7 | 0 | 0 | 117.955 | 0 | 394.9 | 58.9775 | 93.3 | 37.6 | 43 | 103.1797 | 819.2
5419 | 0 | 0 | 0 | 102.6761 | 0 | 275.6 | 51.338 | 2.6 | 75.1 | 42.9 | 84.328 | 745.8
5420 | 0 | 0 | 0 | 84.3184 | 0 | 167.8 | 42.1592 | 0 | 75.1 | 42.9 | 65.6418 | 611.2
5421 | 0 | 0 | 0 | 64.2144 | 0 | 132.6 | 32.1072 | 0 | 75.1 | 42.9 | 69.0937 | 497.1
5422 | 0 | 0 | 0 | 60.5703 | 0 | 95.1 | 30.2852 | 0 | 93.9 | 42.9 | 106.309 | 439.1
5423 | 0 | 0 | 0 | 61.9405 | 0 | 0 | 30.9702 | 0 | 0 | 0 | 105.459 | 0
5424 | 0 | 0 | 0 | 59.9613 | 0 | 0 | 29.9807 | 0 | 0 | 0 | 82.3186 | 0
5425 | 0 | 0 | 0 | 59.8687 | 0 | 0 | 29.9343 | 0 | 0 | 0 | 66.5637 | 0
5426 | 0 | 0 | 0 | 58.2676 | 0 | 0 | 29.1338 | 0 | 0 | 0 | 55.4021 | 0
5427 | 0 | 0 | 0 | 61.0284 | 0 | 0 | 30.5142 | 0 | 0 | 0 | 47.94 | 0
5428 | 0 | 0 | 0 | 59.0322 | 0 | 0 | 29.5161 | 0 | 0 | 0 | 48.1693 | 0
5429 | 0 | 0 | 0 | 57.4776 | 0 | 0 | 28.7388 | 0 | 0 | 0 | 48.6279 | 0
5430 | 0 | 0 | 0 | 78.4553 | 0 | 0 | 39.2277 | 0 | 0 | 0 | 55.635 | 0
5431 | 0 | 0 | 0 | 118.7961 | 0 | 0 | 59.398 | 0 | 56.3 | 42.9 | 56.8985 | 62.3
5432 | 0.7 | 0 | 0 | 183.7236 | 0 | 39.7 | 91.8618 | 14.5 | 37.6 | 43 | 70.5896 | 100.4
5433 | 2.1 | 0 | 0 | 240.1899 | 0 | 98.5 | 120.095 | 22.7 | 0 | 43.2 | 65.7554 | 0
5434 | 3.5 | 0 | 0 | 262.4715 | 0 | 159.9 | 131.2358 | 37.8 | 0 | 43.4 | 49.6642 | 0
5435 | 3.5 | 0 | 0 | 263.5153 | 0 | 195.3 | 131.7577 | 53 | 0 | 43.4 | 90.9761 | 0
5436 | 2.8 | 0 | 0 | 256.6856 | 0 | 225 | 128.3428 | 74.8 | 0 | 43.3 | 73.1246 | 0
5437 | 1.4 | 0 | 0 | 250.3012 | 0 | 241.6 | 125.1506 | 75.6 | 75.1 | 43.1 | 68.0568 | 480.8
5438 | 2.1 | 0 | 0 | 260.6083 | 0 | 256.3 | 130.3041 | 86.5 | 37.6 | 43.2 | 95.1527 | 421.4
5439 | 3.5 | 0 | 0 | 243.0171 | 0 | 253 | 121.5085 | 110.2 | 0 | 43.4 | 120.139 | 0
5440 | 2.8 | 0 | 0 | 204.6874 | 0 | 241.7 | 102.3437 | 107.9 | 0 | 43.3 | 47.8251 | 0
5441 | 2.1 | 0 | 0 | 180.8385 | 0 | 230.5 | 90.4193 | 106.3 | 0 | 43.2 | 47.2481 | 0
5442 | 0.7 | 0 | 0 | 140.1355 | 0 | 223.7 | 70.0677 | 84.6 | 37.6 | 43 | 45.4277 | 479.1
5443 | 0 | 0 | 0 | 107.9745 | 0 | 146.6 | 53.9873 | 0 | 75.1 | 42.9 | 102.826 | 461
5444 | 0 | 0 | 0 | 80.2842 | 0 | 64.6 | 40.1421 | 0 | 75.1 | 42.9 | 96.9526 | 345.1
5445 | 0 | 0 | 0 | 66.3622 | 0 | 50.7 | 33.1811 | 0 | 75.1 | 42.9 | 153.3984 | 252
5446 | 0 | 0 | 0 | 63.5316 | 0 | 33.7 | 31.7658 | 0 | 93.9 | 42.9 | 103.3011 | 212.5
5447 | 0 | 0 | 0 | 60.9996 | 0 | 0 | 30.4998 | 0 | 0 | 0 | 65.6415 | 0
5448 | 0 | 0 | 0 | 62.8591 | 0 | 0 | 31.4296 | 0 | 0 | 0 | 61.626 | 0
5449 | 0 | 0 | 0 | 62.5495 | 0 | 0 | 31.2747 | 0 | 0 | 0 | 49.7781 | 0
5450 | 0 | 0 | 0 | 59.1865 | 0 | 0 | 29.5933 | 0 | 0 | 0 | 47.8246 | 0
5451 | 0 | 0 | 0 | 58.2949 | 0 | 0 | 29.1474 | 0 | 0 | 0 | 45.8799 | 0
5452 | 0 | 0 | 0 | 59.5432 | 0 | 0 | 29.7716 | 0 | 0 | 0 | 54.3701 | 0
5453 | 0 | 0 | 0 | 60.8911 | 0 | 0 | 30.4455 | 0 | 0 | 0 | 44.5257 | 0
5454 | 0 | 0 | 0 | 79.1836 | 0 | 0 | 39.5918 | 0 | 0 | 0 | 53.1093 | 0
5455 | 0 | 0 | 0 | 117.0893 | 0 | 0 | 58.5447 | 0 | 56.3 | 42.9 | 54.9441 | 53
5456 | 0.7 | 0 | 0 | 189.835 | 0 | 14.8 | 94.9175 | 4.3 | 37.6 | 43 | 48.2845 | 22.3
5457 | 2.1 | 0 | 0 | 286.3021 | 0 | 9.1 | 143.151 | 4.7 | 0 | 43.2 | 47.1351 | 0
5458 | 3.5 | 0 | 0 | 328.3753 | 0 | 13.1 | 164.1876 | 15.7 | 0 | 43.4 | 46.5636 | 0
5459 | 3.5 | 0 | 0 | 280.9565 | 0 | 28.7 | 140.4783 | 31 | 0 | 43.4 | 72.5493 | 0
5460 | 2.8 | 0 | 0 | 259.5973 | 0 | 43.9 | 129.7986 | 56.4 | 0 | 43.3 | 82.0809 | 0
5461 | 1.4 | 0 | 0 | 257.3593 | 0 | 54.3 | 128.6797 | 62.6 | 75.1 | 43.1 | 76.6175 | 97.5
5462 | 2.1 | 0 | 0 | 262.527 | 0 | 60.2 | 131.2635 | 69.1 | 37.6 | 43.2 | 57.015 | 60
5463 | 3.5 | 0 | 0 | 260.7183 | 0 | 66.4 | 130.3591 | 86.6 | 0 | 43.4 | 119.3939 | 0
5464 | 2.8 | 0 | 0 | 241.6841 | 0 | 67.5 | 120.842 | 88.5 | 0 | 43.3 | 137.7373 | 0
5465 | 2.1 | 0 | 0 | 184.1885 | 0 | 65.3 | 92.0942 | 93.1 | 0 | 43.2 | 146.4347 | 0
5466 | 0.7 | 0 | 0 | 139.7905 | 0 | 58.5 | 69.8953 | 77.8 | 37.6 | 43 | 98.1554 | 39.1
5467 | 0 | 0 | 0 | 108.9353 | 0 | 7.1 | 54.4676 | 0 | 75.1 | 42.9 | 71.8571 | 62.3
5468 | 0 | 0 | 0 | 79.8255 | 0 | 0 | 39.9127 | 0 | 75.1 | 42.9 | 113.92 | 14
5469 | 0 | 0 | 0 | 62.207 | 0 | 0 | 31.1035 | 0 | 75.1 | 42.9 | 86.464 | 0
5470 | 0 | 0 | 0 | 62.8904 | 0 | 0 | 31.4452 | 0 | 93.9 | 42.9 | 82.1995 | 0
5471 | 0 | 0 | 0 | 62.4838 | 0 | 0 | 31.2419 | 0 | 0 | 0 | 72.7794 | 0
5472 | 0 | 0 | 0 | 61.9851 | 0 | 0 | 30.9926 | 0 | 0 | 0 | 65.0698 | 0
5473 | 0 | 0 | 0 | 62.9614 | 0 | 0 | 31.4807 | 0 | 0 | 0 | 63.2331 | 0
5474 | 0 | 0 | 0 | 64.8677 | 0 | 0 | 32.4339 | 0 | 0 | 0 | 48.7451 | 0
5475 | 0 | 0 | 0 | 60.7925 | 0 | 0 | 30.3963 | 0 | 0 | 0 | 45.9937 | 0
5476 | 0 | 0 | 0 | 62.9883 | 0 | 0 | 31.4942 | 0 | 0 | 0 | 48.8586 | 0
5477 | 0 | 0 | 0 | 63.0677 | 0 | 0 | 31.5338 | 0 | 0 | 0 | 54.4835 | 0
5478 | 0 | 0 | 0 | 82.1883 | 0 | 0 | 41.0942 | 0 | 0 | 0 | 58.6326 | 0
5479 | 0 | 0 | 0 | 125.2056 | 0 | 0 | 62.6028 | 0 | 56.3 | 42.9 | 52.9938 | 0
5480 | 0.7 | 0 | 0 | 219.5531 | 0 | 0.7 | 109.7766 | 23.6 | 37.6 | 43 | 46.1081 | 0
5481 | 2.1 | 0 | 0 | 379.541 | 0 | 22.1 | 189.7705 | 43.1 | 0 | 43.2 | 45.0895 | 0
5482 | 3.5 | 0 | 0 | 436.303 | 0 | 71.7 | 218.1515 | 75.2 | 0 | 43.4 | 48.1677 | 0
5483 | 3.5 | 0 | 0 | 427.6456 | 0 | 144.1 | 213.8228 | 103 | 0 | 43.4 | 152.2764 | 0
5484 | 2.8 | 0 | 0 | 348.6966 | 0 | 213.6 | 174.3483 | 129.8 | 0 | 43.3 | 204.0001 | 0
5485 | 1.4 | 0 | 0 | 314.3532 | 0 | 258.5 | 157.1766 | 121.3 | 75.1 | 43.1 | 206.9186 | 306.1
5486 | 2.1 | 0 | 0 | 291.2946 | 0 | 288.1 | 145.6473 | 145.8 | 37.6 | 43.2 | 85.6301 | 294.3
5487 | 3.5 | 0 | 0 | 278.0739 | 0 | 330.8 | 139.037 | 199.1 | 0 | 43.4 | 57.0156 | 0
5488 | 2.8 | 0 | 0 | 211.0696 | 0 | 350 | 105.5348 | 206.9 | 0 | 43.3 | 82.3197 | 0
5489 | 2.1 | 0 | 0 | 160.3396 | 0 | 363 | 80.1698 | 195.2 | 0 | 43.2 | 97.0723 | 1
5490 | 0.7 | 0 | 0 | 122.486 | 0 | 373.3 | 61.243 | 153.5 | 37.6 | 43 | 109.3295 | 616.5
5491 | 0 | 0 | 0 | 117.967 | 0 | 255.2 | 58.9835 | 34.8 | 75.1 | 42.9 | 105.5783 | 607.6
5492 | 0 | 0 | 0 | 86.7743 | 0 | 138.1 | 43.3871 | 5.3 | 75.1 | 42.9 | 97.6716 | 473.8
5493 | 0 | 0 | 0 | 65.3345 | 0 | 105.4 | 32.6672 | 2.9 | 75.1 | 42.9 | 108.6054 | 362.5
5494 | 0 | 0 | 0 | 63.5549 | 0 | 82.9 | 31.7774 | 0.3 | 93.9 | 42.9 | 79.475 | 318.4
5495 | 0 | 0 | 0 | 62.0781 | 0 | 0 | 31.039 | 0 | 0 | 0 | 74.975 | 0
5496 | 0 | 0 | 0 | 63.1858 | 0 | 0 | 31.5929 | 0 | 0 | 0 | 74.7407 | 0
5497 | 0 | 0 | 0 | 61.3396 | 0 | 0 | 30.6698 | 0 | 0 | 0 | 57.9392 | 0
5498 | 0 | 0 | 0 | 64.3346 | 0 | 0 | 32.1673 | 0 | 0 | 0 | 56.6682 | 0
5499 | 0 | 0 | 0 | 63.9079 | 0 | 0 | 31.9539 | 0 | 0 | 0 | 58.4032 | 0
5500 | 0 | 0 | 0 | 63.4306 | 0 | 0 | 31.7153 | 0 | 0 | 0 | 51.3851 | 0
5501 | 0 | 0 | 0 | 61.6383 | 0 | 0 | 30.8192 | 0 | 0 | 0 | 50.2364 | 0
5502 | 0 | 0 | 0 | 66.7133 | 0 | 0 | 33.3566 | 0 | 0 | 0 | 59.8966 | 0
5503 | 0 | 0 | 0 | 80.1983 | 0 | 29.2 | 40.0992 | 0 | 56.3 | 42.9 | 54.1428 | 222.9
5504 | 0 | 0 | 0 | 83.4857 | 0 | 108.4 | 41.7428 | 0 | 37.6 | 42.9 | 49.319 | 261.4
5505 | 0 | 0 | 0 | 86.1594 | 0 | 194.9 | 43.0797 | 1.1 | 0 | 42.9 | 71.5092 | 0
5506 | 0 | 0 | 0 | 82.2798 | 0 | 282.4 | 41.1399 | 18.3 | 0 | 42.9 | 138.092 | 0
5507 | 0 | 0 | 0 | 86.0537 | 0 | 326.3 | 43.0269 | 35.4 | 0 | 42.9 | 114.2875 | 0
5508 | 0 | 0 | 0 | 84.6377 | 0 | 378.2 | 42.3188 | 56.2 | 0 | 42.9 | 100.5487 | 20
5509 | 0 | 0 | 0 | 85.1233 | 0 | 431.5 | 42.5617 | 69.9 | 75.1 | 42.9 | 125.7973 | 937.1
5510 | 0 | 0 | 0 | 82.8271 | 0 | 464.6 | 41.4135 | 77.8 | 37.6 | 42.9 | 80.0674 | 876.7
5511 | 0 | 0 | 0 | 85.5442 | 0 | 500.2 | 42.7721 | 75.1 | 0 | 42.9 | 130.7507 | 147.9
5512 | 0 | 0 | 0 | 86.279 | 0 | 508 | 43.1395 | 72.8 | 0 | 42.9 | 73.2406 | 253.2
5513 | 0 | 0 | 0 | 81.69 | 0 | 498 | 40.845 | 65.1 | 0 | 42.9 | 93.605 | 306.4
5514 | 0 | 0 | 0 | 78.9035 | 0 | 487.8 | 39.4517 | 55.5 | 37.6 | 42.9 | 74.7411 | 1171.5
5515 | 0 | 0 | 0 | 73.2638 | 0 | 395.3 | 36.6319 | 48.5 | 75.1 | 42.9 | 150.3303 | 1106.1
5516 | 0 | 0 | 0 | 73.9134 | 0 | 263.7 | 36.9567 | 14.5 | 75.1 | 42.9 | 173.0552 | 933.8
5517 | 0 | 0 | 0 | 66.9997 | 0 | 230.2 | 33.4998 | 12.3 | 75.1 | 42.9 | 131.5088 | 835.9
5518 | 0 | 0 | 0 | 63.6296 | 0 | 195.1 | 31.8148 | 8.5 | 93.9 | 42.9 | 122.1486 | 796.7
5519 | 0 | 0 | 0 | 64.4688 | 0 | 18.7 | 32.2344 | 5.5 | 0 | 0 | 108.2481 | 17
5520 | 0 | 0 | 0 | 63.218 | 0 | 11.1 | 31.609 | 2.3 | 0 | 0 | 85.2756 | 14.6
5521 | 0 | 0 | 0 | 63.1585 | 0 | 3.7 | 31.5792 | 0.2 | 0 | 0 | 67.2543 | 5.8
5522 | 0 | 0 | 0 | 64.4196 | 0 | 0 | 32.2098 | 0 | 0 | 0 | 57.2478 | 0.3
5523 | 0 | 0 | 0 | 63.1616 | 0 | 0 | 31.5808 | 0 | 0 | 0 | 54.5994 | 0
5524 | 0 | 0 | 0 | 63.6881 | 0 | 0 | 31.8441 | 0 | 0 | 0 | 51.8432 | 0
5525 | 0 | 0 | 0 | 63.7291 | 0 | 0 | 31.8645 | 0 | 0 | 0 | 55.059 | 0
5526 | 0 | 0 | 0 | 66.6185 | 0 | 0 | 33.3092 | 0 | 0 | 0 | 55.4018 | 0
5527 | 0 | 0 | 0 | 80.137 | 0 | 148.3 | 40.0685 | 16.4 | 56.3 | 42.9 | 58.4028 | 770.9
5528 | 0 | 0 | 0 | 89.6054 | 0 | 190.3 | 44.8027 | 36.4 | 37.6 | 42.9 | 49.0877 | 683.6
5529 | 0 | 0 | 0 | 88.4863 | 0 | 267 | 44.2431 | 53.9 | 0 | 42.9 | 87.7619 | 28.5
5530 | 0 | 0 | 0 | 91.5942 | 0 | 321 | 45.7971 | 67.4 | 0 | 42.9 | 75.677 | 111.1
5531 | 0 | 0 | 0 | 87.4722 | 0 | 363.5 | 43.7361 | 77.4 | 0 | 42.9 | 78.0456 | 183.7
5532 | 0 | 0 | 0 | 89.6448 | 0 | 410 | 44.8224 | 86.1 | 0 | 42.9 | 80.307 | 248.6
5533 | 0 | 0 | 0 | 86.6934 | 0 | 464.1 | 43.3467 | 96.6 | 75.1 | 42.9 | 54.2559 | 1314.1
5534 | 0 | 0 | 0 | 85.3232 | 0 | 481.1 | 42.6616 | 104 | 37.6 | 42.9 | 55.1724 | 1189.5
5535 | 0 | 0 | 0 | 84.6953 | 0 | 486.1 | 42.3477 | 106.7 | 0 | 42.9 | 83.5036 | 344.3
5536 | 0 | 0 | 0 | 86.7262 | 0 | 497.2 | 43.3631 | 113.6 | 0 | 42.9 | 58.9784 | 471.9
5537 | 0 | 0 | 0 | 87.1787 | 0 | 510.5 | 43.5894 | 122.2 | 0 | 42.9 | 56.785 | 530.7
5538 | 0 | 0 | 0 | 84.722 | 0 | 532.2 | 42.361 | 123.6 | 37.6 | 42.9 | 116.8757 | 1469.6
5539 | 0 | 0 | 0 | 88.141 | 0 | 484 | 44.0705 | 112.1 | 75.1 | 42.9 | 73.5871 | 1431.6
5540 | 0 | 0 | 0 | 76.8301 | 0 | 335.4 | 38.415 | 67 | 75.1 | 42.9 | 100.1912 | 1243.9
5541 | 0 | 0 | 0 | 70.5793 | 0 | 297.2 | 35.2896 | 62.3 | 75.1 | 42.9 | 122.2008 | 1112.3
5542 | 0 | 0 | 0 | 66.5509 | 0 | 262.3 | 33.2754 | 55.9 | 93.9 | 42.9 | 119.4942 | 1049.4
5543 | 0 | 0 | 0 | 65.3044 | 0 | 55.8 | 32.6522 | 47.6 | 0 | 0 | 90.5 | 141.3
5544 | 0 | 0 | 0 | 63.09 | 0 | 49.8 | 31.545 | 39.1 | 0 | 0 | 69.5551 | 141
5545 | 0 | 0 | 0 | 62.9778 | 0 | 34.1 | 31.4889 | 30.1 | 0 | 0 | 54.5997 | 100.6
5546 | 0 | 0 | 0 | 61.8243 | 0 | 20.6 | 30.9121 | 20.6 | 0 | 0 | 52.0768 | 54.6
5547 | 0 | 0 | 0 | 60.6652 | 0 | 9.5 | 30.3326 | 12.3 | 0 | 0 | 46.7913 | 30.7
5548 | 0 | 0 | 0 | 62.0521 | 0 | 2.9 | 31.026 | 7 | 0 | 0 | 48.399 | 19.3
5549 | 0 | 0 | 0 | 62.4026 | 0 | 0 | 31.2013 | 2.9 | 0 | 0 | 46.9067 | 11.9
5550 | 0 | 0 | 0 | 81.6116 | 0 | 0 | 40.8058 | 2.8 | 0 | 0 | 57.0166 | 5.6
5551 | 0 | 0 | 0 | 120.9302 | 0 | 141.8 | 60.4651 | 47.7 | 56.3 | 42.9 | 50.3513 | 834.7
5552 | 0.7 | 0 | 0 | 181.1748 | 0 | 177.2 | 90.5874 | 186.4 | 37.6 | 43 | 76.8519 | 637.5
5553 | 2.1 | 0 | 0 | 220.1383 | 0 | 188.5 | 110.0691 | 190.4 | 0 | 43.2 | 78.646 | 2.2
5554 | 3.5 | 0 | 0 | 263.6954 | 0 | 247.1 | 131.8477 | 234.3 | 0 | 43.4 | 90.5012 | 11.3
5555 | 3.5 | 0 | 0 | 267.9547 | 0 | 284.6 | 133.9773 | 254.6 | 0 | 43.4 | 59.3228 | 20.9
5556 | 2.8 | 0 | 0 | 241.9051 | 0 | 291 | 120.9525 | 236.4 | 0 | 43.3 | 60.8185 | 38.9
5557 | 1.4 | 0 | 0 | 230.3078 | 0 | 302.6 | 115.1539 | 193.2 | 75.1 | 43.1 | 77.2064 | 940.3
5558 | 2.1 | 0 | 0 | 236.4916 | 0 | 303 | 118.2458 | 202.5 | 37.6 | 43.2 | 86.2231 | 770.6
5559 | 3.5 | 0 | 0 | 236.5911 | 0 | 323.9 | 118.2956 | 248.1 | 0 | 43.4 | 66.217 | 40.1
5560 | 2.8 | 0 | 0 | 217.9078 | 0 | 327.3 | 108.9539 | 234.1 | 0 | 43.3 | 68.402 | 74.1
5561 | 2.1 | 0 | 0 | 185.9349 | 0 | 353.3 | 92.9675 | 199.5 | 0 | 43.2 | 60.1265 | 111.2
5562 | 0.7 | 0 | 0 | 144.6287 | 0 | 389.4 | 72.3144 | 147 | 37.6 | 43 | 88.1246 | 1002
5563 | 0 | 0 | 0 | 131.1335 | 0 | 277.4 | 65.5667 | 31.3 | 75.1 | 42.9 | 117.5328 | 963
5564 | 0 | 0 | 0 | 91.4448 | 0 | 159.8 | 45.7224 | 8.6 | 75.1 | 42.9 | 156.6883 | 789.9
5565 | 0 | 0 | 0 | 72.3948 | 0 | 126.4 | 36.1974 | 6.3 | 75.1 | 42.9 | 122.1556 | 663.3
5566 | 0 | 0 | 0 | 69.2488 | 0 | 94.6 | 34.6244 | 2.9 | 93.9 | 42.9 | 164.0949 | 585.7
5567 | 0 | 0 | 0 | 63.8961 | 0 | 0 | 31.9481 | 0.7 | 0 | 0 | 211.0635 | 0
5568 | 0 | 0 | 0 | 66.2103 | 0 | 0 | 33.1051 | 0 | 0 | 0 | 78.527 | 0
5569 | 0 | 0 | 0 | 64.9536 | 0 | 0 | 32.4768 | 0 | 0 | 0 | 68.2872 | 0
5570 | 0 | 0 | 0 | 62.2321 | 0 | 0 | 31.1161 | 0 | 0 | 0 | 56.7826 | 0
5571 | 0 | 0 | 0 | 63.5412 | 0 | 0 | 31.7706 | 0 | 0 | 0 | 55.5175 | 0
5572 | 0 | 0 | 0 | 60.8303 | 0 | 0 | 30.4152 | 0 | 0 | 0 | 55.6356 | 0
5573 | 0 | 0 | 0 | 62.4144 | 0 | 0 | 31.2072 | 0 | 0 | 0 | 52.5363 | 0
5574 | 0 | 0 | 0 | 69.5271 | 0 | 0 | 34.7635 | 0 | 0 | 0 | 58.1697 | 0
5575 | 0 | 0 | 0 | 96.8663 | 0 | 13.2 | 48.4331 | 0 | 56.3 | 42.9 | 50.4655 | 280
5576 | 0.7 | 0 | 0 | 137.0446 | 0 | 32.1 | 68.5223 | 56.5 | 37.6 | 43 | 65.9862 | 191.4
5577 | 2.1 | 0 | 0 | 213.9451 | 0 | 28.7 | 106.9725 | 44.1 | 0 | 43.2 | 53.453 | 0
5578 | 3.5 | 0 | 0 | 272.4318 | 0 | 41.3 | 136.2159 | 36.6 | 0 | 43.4 | 77.4452 | 0
5579 | 3.5 | 0 | 0 | 273.475 | 0 | 78.8 | 136.7375 | 34.4 | 0 | 43.4 | 57.4782 | 0
5580 | 2.8 | 0 | 0 | 255.7062 | 0 | 165.9 | 127.8531 | 52.6 | 0 | 43.3 | 57.3626 | 0
5581 | 1.4 | 0 | 0 | 239.4449 | 0 | 252 | 119.7224 | 63.7 | 75.1 | 43.1 | 64.6103 | 518.9
5582 | 2.1 | 0 | 0 | 243.0694 | 0 | 272.2 | 121.5347 | 90.3 | 37.6 | 43.2 | 67.8288 | 456.3
5583 | 3.5 | 0 | 0 | 250.5348 | 0 | 256.9 | 125.2674 | 138 | 0 | 43.4 | 95.0326 | 0
5584 | 2.8 | 0 | 0 | 226.4167 | 0 | 223.5 | 113.2083 | 154.8 | 0 | 43.3 | 68.2884 | 0
5585 | 2.1 | 0 | 0 | 172.7945 | 0 | 193.6 | 86.3973 | 156.2 | 0 | 43.2 | 95.5123 | 0
5586 | 0.7 | 0 | 0 | 133.2543 | 0 | 160.7 | 66.6271 | 129.4 | 37.6 | 43 | 65.6404 | 410.5
5587 | 0 | 0 | 0 | 126.7549 | 0 | 72.4 | 63.3774 | 29 | 75.1 | 42.9 | 99.1096 | 370.5
5588 | 0 | 0 | 0 | 86.425 | 0 | 25.1 | 43.2125 | 3.9 | 75.1 | 42.9 | 135.0807 | 287.1
5589 | 0 | 0 | 0 | 69.8835 | 0 | 21.4 | 34.9417 | 1.2 | 75.1 | 42.9 | 102.2169 | 213.2
5590 | 0 | 0 | 0 | 66.594 | 0 | 12.9 | 33.297 | 0 | 93.9 | 42.9 | 102.2177 | 176.3
5591 | 0 | 0 | 0 | 64.0985 | 0 | 0 | 32.0492 | 0 | 0 | 0 | 122.7332 | 0
5592 | 0 | 0 | 0 | 66.6541 | 0 | 0 | 33.3271 | 0 | 0 | 0 | 63.8079 | 0
5593 | 0 | 0 | 0 | 66.0088 | 0 | 0 | 33.0044 | 0 | 0 | 0 | 52.0757 | 0
5594 | 0 | 0 | 0 | 65.5319 | 0 | 0 | 32.7659 | 0 | 0 | 0 | 48.8591 | 0
5595 | 0 | 0 | 0 | 65.0233 | 0 | 0 | 32.5116 | 0 | 0 | 0 | 49.0899 | 0
5596 | 0 | 0 | 0 | 62.335 | 0 | 0 | 31.1675 | 0 | 0 | 0 | 50.3523 | 0
5597 | 0 | 0 | 0 | 62.3412 | 0 | 0 | 31.1706 | 0 | 0 | 0 | 54.8302 | 0
5598 | 0 | 0 | 0 | 81.2471 | 0 | 0 | 40.6236 | 0 | 0 | 0 | 54.7142 | 0
5599 | 0 | 0 | 0 | 123.8336 | 0 | 0 | 61.9168 | 0 | 56.3 | 42.9 | 49.8927 | 0
5600 | 0.7 | 0 | 0 | 205.1752 | 0 | 0 | 102.5876 | 37.9 | 37.6 | 43 | 49.0896 | 0
5601 | 2.1 | 0 | 0 | 294.25 | 0 | 0 | 147.125 | 36.7 | 0 | 43.2 | 47.7116 | 0
5602 | 3.5 | 0 | 0 | 330.0123 | 0 | 2.4 | 165.0061 | 60 | 0 | 43.4 | 57.0153 | 0
5603 | 3.5 | 0 | 0 | 290.4243 | 0 | 10 | 145.2122 | 80.7 | 0 | 43.4 | 70.5892 | 0
5604 | 2.8 | 0 | 0 | 262.6609 | 0 | 20.6 | 131.3304 | 92.5 | 0 | 43.3 | 69.7849 | 0
5605 | 1.4 | 0 | 0 | 259.7064 | 0 | 40.3 | 129.8532 | 91.1 | 75.1 | 43.1 | 141.2427 | 42.6
5606 | 2.1 | 0 | 0 | 262.1951 | 0 | 55.7 | 131.0975 | 102.3 | 37.6 | 43.2 | 139.8685 | 45.5
5607 | 3.5 | 0 | 0 | 252.4638 | 0 | 68.5 | 126.2319 | 107.3 | 0 | 43.4 | 92.5332 | 0
5608 | 2.8 | 0 | 0 | 210.4966 | 0 | 77 | 105.2483 | 90.6 | 0 | 43.3 | 66.5618 | 0
5609 | 2.1 | 0 | 0 | 165.2194 | 0 | 86.1 | 82.6097 | 101.2 | 0 | 43.2 | 150.2275 | 0
5610 | 0.7 | 0 | 0 | 141.3584 | 0 | 77.5 | 70.6792 | 82.1 | 37.6 | 43 | 152.4188 | 86.5
5611 | 0 | 0 | 0 | 106.0638 | 0 | 24.9 | 53.0319 | 0 | 75.1 | 42.9 | 139.8325 | 92.7
5612 | 0 | 0 | 0 | 74.9163 | 0 | 0 | 37.4582 | 0 | 75.1 | 42.9 | 122.8492 | 35.7
5613 | 0 | 0 | 0 | 69.3024 | 0 | 0 | 34.6512 | 0 | 75.1 | 42.9 | 118.8024 | 10.6
5614 | 0 | 0 | 0 | 65.9174 | 0 | 0 | 32.9587 | 0 | 93.9 | 42.9 | 109.8154 | 2.3
5615 | 0 | 0 | 0 | 68.8146 | 0 | 0 | 34.4073 | 0 | 0 | 0 | 115.6275 | 0
5616 | 0 | 0 | 0 | 66.7183 | 0 | 0 | 33.3591 | 0 | 0 | 0 | 100.9063 | 0
5617 | 0 | 0 | 0 | 67.2811 | 0 | 0 | 33.6405 | 0 | 0 | 0 | 50.122 | 0
5618 | 0 | 0 | 0 | 63.9069 | 0 | 0 | 31.9535 | 0 | 0 | 0 | 50.351 | 0
5619 | 0 | 0 | 0 | 64.9514 | 0 | 0 | 32.4757 | 0 | 0 | 0 | 45.9932 | 0
5620 | 0 | 0 | 0 | 62.3369 | 0 | 0 | 31.1684 | 0 | 0 | 0 | 50.1227 | 0
5621 | 0 | 0 | 0 | 64.9656 | 0 | 0 | 32.4828 | 0 | 0 | 0 | 58.6335 | 0
5622 | 0 | 0 | 0 | 82.8407 | 0 | 0 | 41.4204 | 0 | 0 | 0 | 74.393 | 0
5623 | 0 | 0 | 0 | 125.9178 | 0 | 0 | 62.9589 | 0 | 56.3 | 42.9 | 78.7688 | 0
5624 | 0.7 | 0 | 0 | 206.7087 | 0 | 0 | 103.3544 | 4.4 | 37.6 | 43 | 93.4858 | 0
5625 | 2.1 | 0 | 0 | 320.3266 | 0 | 0 | 160.1633 | 7.6 | 0 | 43.2 | 55.9788 | 0
5626 | 3.5 | 0 | 0 | 344.8666 | 0 | 0 | 172.4333 | 19.1 | 0 | 43.4 | 91.4577 | 0
5627 | 3.5 | 0 | 0 | 348.427 | 0 | 0 | 174.2135 | 32.9 | 0 | 43.4 | 86.3424 | 0
5628 | 2.8 | 0 | 0 | 288.5692 | 0 | 7.1 | 144.2846 | 61.5 | 0 | 43.3 | 120.2315 | 0
5629 | 1.4 | 0 | 0 | 247.691 | 0 | 19.9 | 123.8455 | 70.1 | 75.1 | 43.1 | 167.7598 | 0
5630 | 2.1 | 0 | 0 | 258.5702 | 0 | 32.5 | 129.2851 | 81.5 | 37.6 | 43.2 | 141.512 | 0
5631 | 3.5 | 0 | 0 | 248.569 | 0 | 43.7 | 124.2845 | 103.5 | 0 | 43.4 | 214.2031 | 0
5632 | 2.8 | 0 | 0 | 220.7324 | 0 | 37.5 | 110.3662 | 109.8 | 0 | 43.3 | 87.0542 | 0
5633 | 2.1 | 0 | 0 | 162.347 | 0 | 34.8 | 81.1735 | 116.1 | 0 | 43.2 | 172.2137 | 0
5634 | 0.7 | 0 | 0 | 141.1957 | 0 | 29.2 | 70.5979 | 101.5 | 37.6 | 43 | 129.7114 | 1.5
5635 | 0 | 0 | 0 | 119.9505 | 0 | 1.7 | 59.9753 | 12 | 75.1 | 42.9 | 135.4523 | 4.8
5636 | 0 | 0 | 0 | 88.4079 | 0 | 0 | 44.2039 | 0 | 75.1 | 42.9 | 144.2902 | 0
5637 | 0 | 0 | 0 | 68.9581 | 0 | 0 | 34.479 | 0 | 75.1 | 42.9 | 146.3398 | 0
5638 | 0 | 0 | 0 | 65.4039 | 0 | 0 | 32.7019 | 0 | 93.9 | 42.9 | 152.2489 | 0
5639 | 0 | 0 | 0 | 64.8631 | 0 | 0 | 32.4315 | 0 | 0 | 0 | 99.1126 | 0
5640 | 0 | 0 | 0 | 63.1349 | 0 | 0 | 31.5675 | 0 | 0 | 0 | 73.472 | 0
5641 | 0 | 0 | 0 | 62.6549 | 0 | 0 | 31.3274 | 0 | 0 | 0 | 59.8962 | 0
5642 | 0 | 0 | 0 | 63.3757 | 0 | 0 | 31.6879 | 0 | 0 | 0 | 50.1217 | 0
5643 | 0 | 0 | 0 | 61.9659 | 0 | 0 | 30.983 | 0 | 0 | 0 | 47.4801 | 0
5644 | 0 | 0 | 0 | 60.676 | 0 | 0 | 30.338 | 0 | 0 | 0 | 55.8639 | 0
5645 | 0 | 0 | 0 | 63.5586 | 0 | 0 | 31.7793 | 0 | 0 | 0 | 57.5924 | 0
5646 | 0 | 0 | 0 | 86.9475 | 0 | 0 | 43.4738 | 0 | 0 | 0 | 66.3324 | 0
5647 | 0 | 0 | 0 | 123.761 | 0 | 0 | 61.8805 | 0 | 56.3 | 42.9 | 70.7045 | 0
5648 | 0.7 | 0 | 0 | 167.6929 | 0 | 0 | 83.8464 | 24 | 37.6 | 43 | 82.4378 | 0
5649 | 2.1 | 0 | 0 | 214.3653 | 0 | 0 | 107.1827 | 27.3 | 0 | 43.2 | 82.9141 | 0
5650 | 3.5 | 0 | 0 | 269.4789 | 0 | 10.5 | 134.7394 | 44.9 | 0 | 43.4 | 190.945 | 0
5651 | 3.5 | 0 | 0 | 283.7877 | 0 | 53 | 141.8938 | 66.6 | 0 | 43.4 | 90.6218 | 0
5652 | 2.8 | 0 | 0 | 262.4743 | 0 | 111.1 | 131.2371 | 90.6 | 0 | 43.3 | 79.0025 | 0
5653 | 1.4 | 0 | 0 | 252.3801 | 0 | 166.9 | 126.1901 | 92.5 | 75.1 | 43.1 | 79.2372 | 58.3
5654 | 2.1 | 0 | 0 | 253.1283 | 0 | 210.2 | 126.5641 | 106.6 | 37.6 | 43.2 | 100.0694 | 93
5655 | 3.5 | 0 | 0 | 256.6223 | 0 | 254.8 | 128.3112 | 138.2 | 0 | 43.4 | 73.7014 | 0
5656 | 2.8 | 0 | 0 | 236.0283 | 0 | 286.6 | 118.0141 | 140.8 | 0 | 43.3 | 104.2527 | 0
5657 | 2.1 | 0 | 0 | 167.5884 | 0 | 301.2 | 83.7942 | 131.5 | 0 | 43.2 | 86.0999 | 0
5658 | 0.7 | 0 | 0 | 123.8088 | 0 | 298.5 | 61.9044 | 104.4 | 37.6 | 43 | 152.9972 | 359.3
5659 | 0 | 0 | 0 | 91.8083 | 0 | 197.2 | 45.9042 | 9.4 | 75.1 | 42.9 | 166.8267 | 370.8
5660 | 0 | 0 | 0 | 75.883 | 0 | 83 | 37.9415 | 0 | 75.1 | 42.9 | 173.2279 | 239
5661 | 0 | 0 | 0 | 61.0042 | 0 | 57.2 | 30.5021 | 0 | 75.1 | 42.9 | 231.8909 | 146.2
5662 | 0 | 0 | 0 | 60.0602 | 0 | 36.1 | 30.0301 | 0 | 93.9 | 42.9 | 176.2805 | 111.4
5663 | 0 | 0 | 0 | 59.8752 | 0 | 0 | 29.9376 | 0 | 0 | 0 | 79.0035 | 0
5664 | 0 | 0 | 0 | 62.1426 | 0 | 0 | 31.0713 | 0 | 0 | 0 | 53.5666 | 0
5665 | 0 | 0 | 0 | 61.1025 | 0 | 0 | 30.5512 | 0 | 0 | 0 | 51.3858 | 0
5666 | 0 | 0 | 0 | 60.3732 | 0 | 0 | 30.1866 | 0 | 0 | 0 | 51.0423 | 0
5667 | 0 | 0 | 0 | 59.2699 | 0 | 0 | 29.6349 | 0 | 0 | 0 | 46.2219 | 0
5668 | 0 | 0 | 0 | 58.2481 | 0 | 0 | 29.124 | 0 | 0 | 0 | 47.8258 | 0
5669 | 0 | 0 | 0 | 60.6571 | 0 | 0 | 30.3286 | 0 | 0 | 0 | 49.2052 | 0
5670 | 0 | 0 | 0 | 64.2534 | 0 | 0 | 32.1267 | 0 | 0 | 0 | 60.0106 | 0
5671 | 0 | 0 | 0 | 70.8362 | 0 | 0 | 35.4181 | 0 | 56.3 | 42.9 | 58.2874 | 7.8
5672 | 0 | 0 | 0 | 75.6896 | 0 | 16.2 | 37.8448 | 0 | 37.6 | 42.9 | 61.5089 | 29.5
5673 | 0 | 0 | 0 | 72.7001 | 0 | 62.5 | 36.35 | 6.7 | 0 | 42.9 | 63.1175 | 0
5674 | 0 | 0 | 0 | 72.4109 | 0 | 125 | 36.2055 | 20 | 0 | 42.9 | 120.5182 | 0
5675 | 0 | 0 | 0 | 70.1094 | 0 | 189.3 | 35.0547 | 28.8 | 0 | 42.9 | 108.1267 | 0
5676 | 0 | 0 | 0 | 67.8188 | 0 | 249.5 | 33.9094 | 41.1 | 0 | 42.9 | 101.2609 | 0
5677 | 0 | 0 | 0 | 65.9462 | 0 | 297.8 | 32.9731 | 53.9 | 75.1 | 42.9 | 87.0536 | 556.3
5678 | 0 | 0 | 0 | 66.7902 | 0 | 337.8 | 33.3951 | 62.4 | 37.6 | 42.9 | 61.627 | 522
5679 | 0 | 0 | 0 | 66.4365 | 0 | 376.6 | 33.2183 | 67.8 | 0 | 42.9 | 69.0921 | 14
5680 | 0 | 0 | 0 | 67.2811 | 0 | 386.7 | 33.6405 | 75.4 | 0 | 42.9 | 76.2647 | 61.6
5681 | 0 | 0 | 0 | 73.4417 | 0 | 398.9 | 36.7209 | 82 | 0 | 42.9 | 199.4834 | 101.7
5682 | 0 | 0 | 0 | 72.6049 | 0 | 403.7 | 36.3025 | 82.7 | 37.6 | 42.9 | 127.8162 | 892.3
5683 | 0 | 0 | 0 | 61.5627 | 0 | 320.8 | 30.7813 | 72.1 | 75.1 | 42.9 | 229.227 | 845.4
5684 | 0 | 0 | 0 | 57.8483 | 0 | 194 | 28.9241 | 32.1 | 75.1 | 42.9 | 170.7519 | 686.9
5685 | 0 | 0 | 0 | 53.8122 | 0 | 160.5 | 26.9061 | 26 | 75.1 | 42.9 | 200.9285 | 598
5686 | 0 | 0 | 0 | 54.088 | 0 | 126.6 | 27.044 | 19.7 | 93.9 | 42.9 | 240.7563 | 550.2
5687 | 0 | 0 | 0 | 58.276 | 0 | 0 | 29.138 | 12.2 | 0 | 0 | 252.6912 | 0
5688 | 0 | 0 | 0 | 57.3936 | 0 | 0 | 28.6968 | 5.1 | 0 | 0 | 78.2829 | 0
5689 | 0 | 0 | 0 | 56.1477 | 0 | 0 | 28.0739 | 0.7 | 0 | 0 | 60.5885 | 0
5690 | 0 | 0 | 0 | 56.9727 | 0 | 0 | 28.4864 | 0 | 0 | 0 | 49.4343 | 0
5691 | 0 | 0 | 0 | 54.1125 | 0 | 0 | 27.0562 | 0 | 0 | 0 | 48.1681 | 0
5692 | 0 | 0 | 0 | 54.5101 | 0 | 0 | 27.255 | 0 | 0 | 0 | 48.5146 | 0
5693 | 0 | 0 | 0 | 55.7042 | 0 | 0 | 27.8521 | 0 | 0 | 0 | 61.0493 | 0
5694 | 0 | 0 | 0 | 66.0776 | 0 | 0 | 33.0388 | 0 | 0 | 0 | 105.58 | 0
5695 | 0 | 0 | 0 | 73.6066 | 0 | 27.3 | 36.8033 | 0.4 | 56.3 | 42.9 | 61.3938 | 313.2
5696 | 0 | 0 | 0 | 78.4026 | 0 | 18.1 | 39.2013 | 7.7 | 37.6 | 42.9 | 54.1409 | 227.9
5697 | 0 | 0 | 0 | 75.229 | 0 | 33.6 | 37.6145 | 18.1 | 0 | 42.9 | 67.0248 | 0
5698 | 0 | 0 | 0 | 77.0923 | 0 | 79.5 | 38.5461 | 29.8 | 0 | 42.9 | 85.5127 | 0
5699 | 0 | 0 | 0 | 78.3059 | 0 | 82.8 | 39.153 | 38.8 | 0 | 42.9 | 189.4501 | 0
5700 | 0 | 0 | 0 | 74.4933 | 0 | 98.8 | 37.2466 | 47.4 | 0 | 42.9 | 152.4451 | 0
5701 | 0 | 0 | 0 | 73.8375 | 0 | 137 | 36.9187 | 54.2 | 75.1 | 42.9 | 433.0394 | 549.2
5702 | 0 | 0 | 0 | 74.7828 | 0 | 148.2 | 37.3914 | 59.8 | 37.6 | 42.9 | 375.6853 | 444.7
5703 | 0 | 0 | 0 | 74.6975 | 0 | 144.8 | 37.3488 | 62.6 | 0 | 42.9 | 117.6697 | 0
5704 | 0 | 0 | 0 | 75.7131 | 0 | 129.8 | 37.8566 | 65.6 | 0 | 42.9 | 142.9509 | 0
5705 | 0 | 0 | 0 | 79.5332 | 0 | 102.2 | 39.7666 | 67.9 | 0 | 42.9 | 337.5918 | 0
5706 | 0 | 0 | 0 | 74.0764 | 0 | 81 | 37.0382 | 63.5 | 37.6 | 42.9 | 159.1347 | 391.5
5707 | 0 | 0 | 0 | 64.798 | 0 | 70.4 | 32.399 | 53.3 | 75.1 | 42.9 | 168.4963 | 375.9
5708 | 0 | 0 | 0 | 58.7136 | 0 | 20.3 | 29.3568 | 17.2 | 75.1 | 42.9 | 159.3366 | 270.8
5709 | 0 | 0 | 0 | 60.7268 | 0 | 14 | 30.3634 | 11.5 | 75.1 | 42.9 | 148.9628 | 191.3
5710 | 0 | 0 | 0 | 56.8832 | 0 | 3.5 | 28.4416 | 5.8 | 93.9 | 42.9 | 154.0333 | 139.2
5711 | 0 | 0 | 0 | 57.5576 | 0 | 0 | 28.7788 | 1.8 | 0 | 0 | 135.4484 | 0
5712 | 0 | 0 | 0 | 59.0483 | 0 | 0 | 29.5241 | 0 | 0 | 0 | 77.4461 | 0
5713 | 0 | 0 | 0 | 55.8979 | 0 | 0 | 27.949 | 0 | 0 | 0 | 70.4739 | 0
5714 | 0 | 0 | 0 | 55.2186 | 0 | 0 | 27.6093 | 0 | 0 | 0 | 52.7653 | 0
5715 | 0 | 0 | 0 | 56.4298 | 0 | 0 | 28.2149 | 0 | 0 | 0 | 48.3992 | 0
5716 | 0 | 0 | 0 | 55.8927 | 0 | 0 | 27.9463 | 0 | 0 | 0 | 50.4667 | 0
5717 | 0 | 0 | 0 | 59.9068 | 0 | 0 | 29.9534 | 0 | 0 | 0 | 58.5177 | 0
5718 | 0 | 0 | 0 | 73.5108 | 0 | 0 | 36.7554 | 0 | 0 | 0 | 74.8563 | 0
5719 | 0 | 0 | 0 | 114.8495 | 0 | 0 | 57.4248 | 0 | 56.3 | 42.9 | 71.6263 | 23.3
5720 | 0.7 | 0 | 0 | 195.5233 | 0 | 14.8 | 97.7616 | 112 | 37.6 | 43 | 66.7942 | 25.6
5721 | 2.1 | 0 | 0 | 320.431 | 0 | 52.7 | 160.2155 | 119.4 | 0 | 43.2 | 140.7871 | 0
5722 | 3.5 | 0 | 0 | 380.309 | 0 | 118.3 | 190.1545 | 150.1 | 0 | 43.4 | 222.0766 | 0
5723 | 3.5 | 0 | 0 | 371.9808 | 0 | 161.9 | 185.9904 | 174.5 | 0 | 43.4 | 59.3235 | 0
5724 | 2.8 | 0 | 0 | 305.6496 | 0 | 189.3 | 152.8248 | 189.2 | 0 | 43.3 | 80.8982 | 0
5725 | 1.4 | 0 | 0 | 307.5965 | 0 | 230 | 153.7983 | 164.3 | 75.1 | 43.1 | 159.0072 | 412.7
5726 | 2.1 | 0 | 0 | 321.6856 | 0 | 256.8 | 160.8428 | 181.4 | 37.6 | 43.2 | 234.8834 | 373.6
5727 | 3.5 | 0 | 0 | 310.6954 | 0 | 279.1 | 155.3477 | 233.9 | 0 | 43.4 | 126.8638 | 0
5728 | 2.8 | 0 | 0 | 283.8329 | 0 | 269 | 141.9165 | 241.8 | 0 | 43.3 | 185.1535 | 0
5729 | 2.1 | 0 | 0 | 241.5654 | 0 | 255.7 | 120.7827 | 216.9 | 0 | 43.2 | 126.1368 | 0
5730 | 0.7 | 0 | 0 | 208.2952 | 0 | 235.1 | 104.1476 | 167.9 | 37.6 | 43 | 88.2412 | 464.4
5731 | 0 | 0 | 0 | 139.5008 | 0 | 136.9 | 69.7504 | 46.7 | 75.1 | 42.9 | 154.2422 | 457
5732 | 0 | 0 | 0 | 82.8792 | 0 | 63.1 | 41.4396 | 16.5 | 75.1 | 42.9 | 203.8529 | 360.2
5733 | 0 | 0 | 0 | 67.8433 | 0 | 49.7 | 33.9216 | 12.7 | 75.1 | 42.9 | 197.0734 | 265.4
5734 | 0 | 0 | 0 | 63.8372 | 0 | 31.8 | 31.9186 | 8.2 | 93.9 | 42.9 | 231.5354 | 223.9
5735 | 0 | 0 | 0 | 62.477 | 0 | 0 | 31.2385 | 4.2 | 0 | 0 | 210.2445 | 0
5736 | 0 | 0 | 0 | 61.7226 | 0 | 0 | 30.8613 | 1.1 | 0 | 0 | 95.1596 | 0
5737 | 0 | 0 | 0 | 61.3575 | 0 | 0 | 30.6788 | 0 | 0 | 0 | 74.1623 | 0
5738 | 0 | 0 | 0 | 61.5692 | 0 | 0 | 30.7846 | 0 | 0 | 0 | 65.8708 | 0
5739 | 0 | 0 | 0 | 58.5059 | 0 | 0 | 29.253 | 0 | 0 | 0 | 51.2711 | 0
5740 | 0 | 0 | 0 | 59.8463 | 0 | 0 | 29.9232 | 0 | 0 | 0 | 51.3856 | 0
5741 | 0 | 0 | 0 | 62.737 | 0 | 0 | 31.3685 | 0 | 0 | 0 | 58.6329 | 0
5742 | 0 | 0 | 0 | 84.497 | 0 | 0 | 42.2485 | 0 | 0 | 0 | 72.664 | 0
5743 | 0 | 0 | 0 | 112.0485 | 0 | 0 | 56.0242 | 0 | 56.3 | 42.9 | 58.4035 | 38.2
5744 | 0.7 | 0 | 0 | 176.6478 | 0 | 33.5 | 88.3239 | 89.8 | 37.6 | 43 | 50.1215 | 58.4
5745 | 2.1 | 0 | 0 | 228.5675 | 0 | 83.2 | 114.2838 | 77.5 | 0 | 43.2 | 84.9246 | 0
5746 | 3.5 | 0 | 0 | 224.3163 | 0 | 140.1 | 112.1582 | 93 | 0 | 43.4 | 165.0524 | 0
5747 | 3.5 | 0 | 0 | 213.5716 | 0 | 188.3 | 106.7858 | 90 | 0 | 43.4 | 92.4123 | 0
5748 | 2.8 | 0 | 0 | 198.2807 | 0 | 244.6 | 99.1403 | 90 | 0 | 43.3 | 122.202 | 0
5749 | 1.4 | 0 | 0 | 184.7721 | 0 | 298.2 | 92.386 | 72.6 | 75.1 | 43.1 | 80.5426 | 506
5750 | 2.1 | 0 | 0 | 186.3753 | 0 | 333 | 93.1877 | 93.9 | 37.6 | 43.2 | 185.811 | 488.2
5751 | 3.5 | 0 | 0 | 179.566 | 0 | 365.4 | 89.783 | 150.3 | 0 | 43.4 | 132.5358 | 0
5752 | 2.8 | 0 | 0 | 155.0201 | 0 | 374.5 | 77.5101 | 175.9 | 0 | 43.3 | 94.6801 | 0.9
5753 | 2.1 | 0 | 0 | 123.2038 | 0 | 360.3 | 61.6019 | 182.8 | 0 | 43.2 | 88.1234 | 6.3
5754 | 0.7 | 0 | 0 | 102.3011 | 0 | 333.7 | 51.1505 | 142.1 | 37.6 | 43 | 253.296 | 695.3
5755 | 0 | 0 | 0 | 79.6526 | 0 | 220 | 39.8263 | 30.8 | 75.1 | 42.9 | 259.459 | 671.9
5756 | 0 | 0 | 0 | 71.6067 | 0 | 105.2 | 35.8033 | 3.7 | 75.1 | 42.9 | 219.5444 | 524.2
5757 | 0 | 0 | 0 | 64.1874 | 0 | 81.5 | 32.0937 | 1.6 | 75.1 | 42.9 | 368.947 | 407.2
5758 | 0 | 0 | 0 | 63.0937 | 0 | 66.3 | 31.5469 | 0.1 | 93.9 | 42.9 | 214.6295 | 347.5
5759 | 0 | 0 | 0 | 62.344 | 0 | 0 | 31.172 | 0 | 0 | 0 | 227.4699 | 0
5760 | 0 | 0 | 0 | 58.9959 | 0 | 0 | 29.498 | 0 | 0 | 0 | 91.8195 | 0
5761 | 0 | 0 | 0 | 59.6368 | 0 | 0 | 29.8184 | 0 | 0 | 0 | 65.6411 | 0
5762 | 0 | 0 | 0 | 63.4346 | 0 | 0 | 31.7173 | 0 | 0 | 0 | 58.0534 | 0
5763 | 0 | 0 | 0 | 61.2844 | 0 | 0 | 30.6422 | 0 | 0 | 0 | 57.2481 | 0
5764 | 0 | 0 | 0 | 60.036 | 0 | 0 | 30.018 | 0 | 0 | 0 | 57.2472 | 0
5765 | 0 | 0 | 0 | 60.3208 | 0 | 0 | 30.1604 | 0 | 0 | 0 | 54.1423 | 0
5766 | 0 | 0 | 0 | 71.7812 | 0 | 0 | 35.8906 | 0 | 0 | 0 | 102.3398 | 0
5767 | 0 | 0 | 0 | 104.8579 | 0 | 6.4 | 52.429 | 0 | 56.3 | 42.9 | 86.8149 | 192.6
5768 | 0.7 | 0 | 0 | 165.3074 | 0 | 39.5 | 82.6537 | 69.2 | 37.6 | 43 | 169.6668 | 130.6
5769 | 2.1 | 0 | 0 | 200.3327 | 0 | 45.2 | 100.1663 | 68.8 | 0 | 43.2 | 91.9365 | 0
5770 | 3.5 | 0 | 0 | 219.9951 | 0 | 60 | 109.9975 | 83.6 | 0 | 43.4 | 122.601 | 0
5771 | 3.5 | 0 | 0 | 205.103 | 0 | 73.6 | 102.5515 | 93.2 | 0 | 43.4 | 158.5897 | 0
5772 | 2.8 | 0 | 0 | 194.3115 | 0 | 87 | 97.1557 | 111.5 | 0 | 43.3 | 68.5176 | 0
5773 | 1.4 | 0 | 0 | 189.3081 | 0 | 92.9 | 94.6541 | 106.5 | 75.1 | 43.1 | 164.3586 | 243.8
5774 | 2.1 | 0 | 0 | 184.9022 | 0 | 93.5 | 92.4511 | 119.3 | 37.6 | 43.2 | 185.7924 | 185.9
5775 | 3.5 | 0 | 0 | 179.1507 | 0 | 113.3 | 89.5754 | 156 | 0 | 43.4 | 110.7806 | 0
5776 | 2.8 | 0 | 0 | 143.9934 | 0 | 131.6 | 71.9967 | 157.1 | 0 | 43.3 | 138.8207 | 0
5777 | 2.1 | 0 | 0 | 103.9641 | 0 | 125.9 | 51.9821 | 144.2 | 0 | 43.2 | 105.5808 | 0
5778 | 0.7 | 0 | 0 | 86.5812 | 0 | 107.8 | 43.2906 | 112.1 | 37.6 | 43 | 126.1894 | 198.6
5779 | 0 | 0 | 0 | 74.1332 | 0 | 28.3 | 37.0666 | 9.6 | 75.1 | 42.9 | 127.9746 | 211.3
5780 | 0 | 0 | 0 | 64.881 | 0 | 0 | 32.4405 | 0 | 75.1 | 42.9 | 254.1432 | 101.9
5781 | 0 | 0 | 0 | 61.3343 | 0 | 0 | 30.6671 | 0 | 75.1 | 42.9 | 205.2665 | 27
5782 | 0 | 0 | 0 | 61.3916 | 0 | 0 | 30.6958 | 0 | 93.9 | 42.9 | 166.9996 | 17.3
5783 | 0 | 0 | 0 | 61.4037 | 0 | 0 | 30.7019 | 0 | 0 | 0 | 143.0451 | 0
5784 | 0 | 0 | 0 | 61.541 | 0 | 0 | 30.7705 | 0 | 0 | 0 | 107.3939 | 0
5785 | 0 | 0 | 0 | 60.8995 | 0 | 0 | 30.4497 | 0 | 0 | 0 | 76.1476 | 0
5786 | 0 | 0 | 0 | 60.4247 | 0 | 0 | 30.2123 | 0 | 0 | 0 | 68.8624 | 0
5787 | 0 | 0 | 0 | 60.2945 | 0 | 0 | 30.1472 | 0 | 0 | 0 | 53.2228 | 0
5788 | 0 | 0 | 0 | 59.7063 | 0 | 0 | 29.8531 | 0 | 0 | 0 | 50.2361 | 0
5789 | 0 | 0 | 0 | 62.644 | 0 | 0 | 31.322 | 0 | 0 | 0 | 58.518 | 0
5790 | 0 | 0 | 0 | 77.546 | 0 | 0 | 38.773 | 0 | 0 | 0 | 75.6739 | 0
5791 | 0 | 0 | 0 | 119.8904 | 0 | 0 | 59.9452 | 0 | 56.3 | 42.9 | 77.2092 | 0
5792 | 0.7 | 0 | 0 | 197.4777 | 0 | 0 | 98.7388 | 51.5 | 37.6 | 43 | 96.4691 | 0
5793 | 2.1 | 0 | 0 | 292.3378 | 0 | 14 | 146.1689 | 52.5 | 0 | 43.2 | 47.5944 | 0
5794 | 3.5 | 0 | 0 | 337.4114 | 0 | 53.1 | 168.7057 | 66.6 | 0 | 43.4 | 68.748 | 0
5795 | 3.5 | 0 | 0 | 337.6023 | 0 | 99.3 | 168.8012 | 79.5 | 0 | 43.4 | 117.8458 | 0
5796 | 2.8 | 0 | 0 | 298.5986 | 0 | 91.3 | 149.2993 | 103.6 | 0 | 43.3 | 122.7344 | 0
5797 | 1.4 | 0 | 0 | 270.3637 | 0 | 103.3 | 135.1818 | 101.9 | 75.1 | 43.1 | 138.6741 | 142.5
5798 | 2.1 | 0 | 0 | 275.3593 | 0 | 132.4 | 137.6797 | 117 | 37.6 | 43.2 | 136.8378 | 123.5
5799 | 3.5 | 0 | 0 | 247.0042 | 0 | 155.1 | 123.5021 | 152.6 | 0 | 43.4 | 77.0887 | 0
5800 | 2.8 | 0 | 0 | 183.7754 | 0 | 159.7 | 91.8877 | 166 | 0 | 43.3 | 94.203 | 0
5801 | 2.1 | 0 | 0 | 130.1761 | 0 | 149 | 65.0881 | 172.1 | 0 | 43.2 | 82.6713 | 0
5802 | 0.7 | 0 | 0 | 113.3008 | 0 | 143.9 | 56.6504 | 143.2 | 37.6 | 43 | 111.1483 | 165.1
5803 | 0 | 0 | 0 | 76.8998 | 0 | 50 | 38.4499 | 25.5 | 75.1 | 42.9 | 326.6863 | 198.5
5804 | 0 | 0 | 0 | 61.536 | 0 | 1.4 | 30.768 | 0.1 | 75.1 | 42.9 | 179.0835 | 104.1
5805 | 0 | 0 | 0 | 60.6063 | 0 | 0 | 30.3031 | 0 | 75.1 | 42.9 | 219.5282 | 32.5
5806 | 0 | 0 | 0 | 62.3462 | 0 | 0 | 31.1731 | 0 | 93.9 | 42.9 | 196.3156 | 13.2
5807 | 0 | 0 | 0 | 61.6619 | 0 | 0 | 30.8309 | 0 | 0 | 0 | 143.9307 | 0
5808 | 0 | 0 | 0 | 62.0087 | 0 | 0 | 31.0043 | 0 | 0 | 0 | 97.5533 | 0
5809 | 0 | 0 | 0 | 59.7834 | 0 | 0 | 29.8917 | 0 | 0 | 0 | 52.306 | 0
5810 | 0 | 0 | 0 | 59.7875 | 0 | 0 | 29.8937 | 0 | 0 | 0 | 51.9596 | 0
5811 | 0 | 0 | 0 | 60.4107 | 0 | 0 | 30.2054 | 0 | 0 | 0 | 48.6282 | 0
5812 | 0 | 0 | 0 | 57.3803 | 0 | 0 | 28.6901 | 0 | 0 | 0 | 48.6286 | 0
5813 | 0 | 0 | 0 | 58.0714 | 0 | 0 | 29.0357 | 0 | 0 | 0 | 48.2838 | 0
5814 | 0 | 0 | 0 | 66.4372 | 0 | 0 | 33.2186 | 0 | 0 | 0 | 63.9232 | 0
5815 | 0 | 0 | 0 | 106.8734 | 0 | 0 | 53.4367 | 0 | 56.3 | 42.9 | 123.6196 | 0
5816 | 0.7 | 0 | 0 | 165.5634 | 0 | 10.4 | 82.7817 | 80.1 | 37.6 | 43 | 79.7178 | 0
5817 | 2.1 | 0 | 0 | 276.3554 | 0 | 65 | 138.1777 | 80.1 | 0 | 43.2 | 76.1462 | 0
5818 | 3.5 | 0 | 0 | 291.4688 | 0 | 147.9 | 145.7344 | 104.1 | 0 | 43.4 | 153.1471 | 0
5819 | 3.5 | 0 | 0 | 272.6367 | 0 | 227.8 | 136.3183 | 126.4 | 0 | 43.4 | 156.2167 | 0
5820 | 2.8 | 0 | 0 | 266.3945 | 0 | 308.5 | 133.1973 | 141.6 | 0 | 43.3 | 109.5747 | 0
5821 | 1.4 | 0 | 0 | 245.6728 | 0 | 375.5 | 122.8364 | 126.8 | 75.1 | 43.1 | 99.5875 | 537.5
5822 | 2.1 | 0 | 0 | 235.2901 | 0 | 425.5 | 117.645 | 146.1 | 37.6 | 43.2 | 159.8764 | 542
5823 | 3.5 | 0 | 0 | 208.4313 | 0 | 468.3 | 104.2156 | 193.5 | 0 | 43.4 | 96.9562 | 14.8
5824 | 2.8 | 0 | 0 | 170.8547 | 0 | 483 | 85.4273 | 204.3 | 0 | 43.3 | 90.9806 | 64.6
5825 | 2.1 | 0 | 0 | 144.6839 | 0 | 477.2 | 72.342 | 214.3 | 0 | 43.2 | 118.5235 | 104.3
5826 | 0.7 | 0 | 0 | 100.7059 | 0 | 460.6 | 50.353 | 158.4 | 37.6 | 43 | 112.605 | 906.6
5827 | 0 | 0 | 0 | 74.7294 | 0 | 324.6 | 37.3647 | 38.9 | 75.1 | 42.9 | 162.6848 | 868.3
5828 | 0 | 0 | 0 | 60.0029 | 0 | 194.8 | 30.0014 | 9 | 75.1 | 42.9 | 171.6565 | 692.9
5829 | 0 | 0 | 0 | 57.0391 | 0 | 154.3 | 28.5195 | 5.7 | 75.1 | 42.9 | 216.7754 | 576.7
5830 | 0 | 0 | 0 | 60.0106 | 0 | 111.1 | 30.0053 | 1.2 | 93.9 | 42.9 | 164.6086 | 499.6
5831 | 0 | 0 | 0 | 56.9126 | 0 | 0 | 28.4563 | 0 | 0 | 0 | 140.4021 | 0
5832 | 0 | 0 | 0 | 56.7921 | 0 | 0 | 28.396 | 0 | 0 | 0 | 108.0052 | 0
5833 | 0 | 0 | 0 | 60.7894 | 0 | 0 | 30.3947 | 0 | 0 | 0 | 87.4089 | 0
5834 | 0 | 0 | 0 | 59.11 | 0 | 0 | 29.555 | 0 | 0 | 0 | 77.2097 | 0
5835 | 0 | 0 | 0 | 58.6628 | 0 | 0 | 29.3314 | 0 | 0 | 0 | 56.9003 | 0
5836 | 0 | 0 | 0 | 58.7976 | 0 | 0 | 29.3988 | 0 | 0 | 0 | 55.6336 | 0
5837 | 0 | 0 | 0 | 59.4118 | 0 | 0 | 29.7059 | 0 | 0 | 0 | 72.3193 | 0
5838 | 0 | 0 | 0 | 64.8355 | 0 | 0 | 32.4177 | 0 | 0 | 0 | 88.0045 | 0
5839 | 0 | 0 | 0 | 79.5618 | 0 | 0 | 39.7809 | 0 | 56.3 | 42.9 | 74.9728 | 63.1
5840 | 0 | 0 | 0 | 87.7422 | 0 | 0 | 43.8711 | 0 | 37.6 | 42.9 | 156.9138 | 24.3
5841 | 0 | 0 | 0 | 84.969 | 0 | 0 | 42.4845 | 0 | 0 | 42.9 | 145.8983 | 0
5842 | 0 | 0 | 0 | 79.7304 | 0 | 0 | 39.8652 | 0.1 | 0 | 42.9 | 63.809 | 0
5843 | 0 | 0 | 0 | 79.4412 | 0 | 8.1 | 39.7206 | 2 | 0 | 42.9 | 48.8593 | 0
5844 | 0 | 0 | 0 | 78.4919 | 0 | 13.7 | 39.246 | 7.6 | 0 | 42.9 | 117.7134 | 0
5845 | 0 | 0 | 0 | 73.6212 | 0 | 21.3 | 36.8106 | 13 | 75.1 | 42.9 | 188.0739 | 95.2
5846 | 0 | 0 | 0 | 71.5902 | 0 | 39.4 | 35.7951 | 15.3 | 37.6 | 42.9 | 207.3694 | 98.7
5847 | 0 | 0 | 0 | 73.614 | 0 | 56.5 | 36.807 | 8.6 | 0 | 42.9 | 130.6837 | 0
5848 | 0 | 0 | 0 | 77.3226 | 0 | 85.7 | 38.6613 | 4.6 | 0 | 42.9 | 186.6229 | 0
5849 | 0 | 0 | 0 | 77.2584 | 0 | 116.6 | 38.6292 | 2.3 | 0 | 42.9 | 201.5193 | 0
5850 | 0 | 0 | 0 | 84.4626 | 0 | 140.6 | 42.2313 | 0.4 | 37.6 | 42.9 | 324.0049 | 293.5
5851 | 0 | 0 | 0 | 67.0914 | 0 | 109.8 | 33.5457 | 0 | 75.1 | 42.9 | 437.7639 | 318.3
5852 | 0 | 0 | 0 | 59.2178 | 0 | 29.3 | 29.6089 | 0 | 75.1 | 42.9 | 321.3302 | 205.2
5853 | 0 | 0 | 0 | 56.365 | 0 | 16.4 | 28.1825 | 0 | 75.1 | 42.9 | 233.6024 | 130.2
5854 | 0 | 0 | 0 | 56.1781 | 0 | 4.8 | 28.0891 | 0 | 93.9 | 42.9 | 242.4319 | 88.7
5855 | 0 | 0 | 0 | 56.493 | 0 | 0 | 28.2465 | 0 | 0 | 0 | 164.5598 | 0
5856 | 0 | 0 | 0 | 56.7363 | 0 | 0 | 28.3681 | 0 | 0 | 0 | 95.8714 | 0
5857 | 0 | 0 | 0 | 55.292 | 0 | 0 | 27.646 | 0 | 0 | 0 | 66.9089 | 0
5858 | 0 | 0 | 0 | 58.6438 | 0 | 0 | 29.3219 | 0 | 0 | 0 | 57.7078 | 0
5859 | 0 | 0 | 0 | 60.4897 | 0 | 0 | 30.2449 | 0 | 0 | 0 | 56.5524 | 0
5860 | 0 | 0 | 0 | 55.1067 | 0 | 0 | 27.5534 | 0 | 0 | 0 | 51.27 | 0
5861 | 0 | 0 | 0 | 58.7808 | 0 | 0 | 29.3904 | 0 | 0 | 0 | 60.0109 | 0
5862 | 0 | 0 | 0 | 64.0396 | 0 | 0 | 32.0198 | 0 | 0 | 0 | 87.7625 | 0
5863 | 0 | 0 | 0 | 91.8824 | 0 | 0 | 45.9412 | 0 | 56.3 | 42.9 | 103.6582 | 0
5864 | 0 | 0 | 0 | 94.3286 | 0 | 0 | 47.1643 | 0 | 37.6 | 42.9 | 69.0925 | 0
5865 | 0 | 0 | 0 | 88.5421 | 0 | 0 | 44.271 | 0 | 0 | 42.9 | 119.1771 | 0
5866 | 0 | 0 | 0 | 85.6121 | 0 | 0 | 42.806 | 0 | 0 | 42.9 | 139.28 | 0
5867 | 0 | 0 | 0 | 84.7852 | 0 | 0 | 42.3926 | 0 | 0 | 42.9 | 124.6381 | 0
5868 | 0 | 0 | 0 | 78.35 | 0 | 3.6 | 39.175 | 0 | 0 | 42.9 | 140.1847 | 0
5869 | 0 | 0 | 0 | 74.2342 | 0 | 7.5 | 37.1171 | 3.1 | 75.1 | 42.9 | 147.8994 | 45.7
5870 | 0 | 0 | 0 | 74.5832 | 0 | 15.3 | 37.2916 | 9.3 | 37.6 | 42.9 | 116.7561 | 41.3
5871 | 0 | 0 | 0 | 75.3381 | 0 | 25.7 | 37.6691 | 17.4 | 0 | 42.9 | 130.517 | 0
5872 | 0 | 0 | 0 | 75.6155 | 0 | 44.1 | 37.8078 | 23.7 | 0 | 42.9 | 76.3805 | 0
5873 | 0 | 0 | 0 | 87.2655 | 0 | 62.5 | 43.6327 | 31 | 0 | 42.9 | 107.5196 | 0
5874 | 0 | 0 | 0 | 90.313 | 0 | 86.7 | 45.1565 | 37.8 | 37.6 | 42.9 | 149.6721 | 201
5875 | 0 | 0 | 0 | 76.0063 | 0 | 74.1 | 38.0032 | 31 | 75.1 | 42.9 | 250.4693 | 220.5
5876 | 0 | 0 | 0 | 64.0477 | 0 | 7.1 | 32.0238 | 0 | 75.1 | 42.9 | 249.0115 | 114.6
5877 | 0 | 0 | 0 | 57.3905 | 0 | 1.3 | 28.6953 | 0 | 75.1 | 42.9 | 301.9368 | 35.9
5878 | 0 | 0 | 0 | 58.1641 | 0 | 0 | 29.082 | 0 | 93.9 | 42.9 | 190.9609 | 11.2
5879 | 0 | 0 | 0 | 58.4188 | 0 | 0 | 29.2094 | 0 | 0 | 0 | 164.343 | 0
5880 | 0 | 0 | 0 | 58.545 | 0 | 0 | 29.2725 | 0 | 0 | 0 | 108.7242 | 0
5881 | 0 | 0 | 0 | 55.5697 | 0 | 0 | 27.7849 | 0 | 0 | 0 | 84.0891 | 0
5882 | 0 | 0 | 0 | 57.3694 | 0 | 0 | 28.6847 | 0 | 0 | 0 | 65.8704 | 0
5883 | 0 | 0 | 0 | 58.8379 | 0 | 0 | 29.4189 | 0 | 0 | 0 | 62.5451 | 0
5884 | 0 | 0 | 0 | 55.8335 | 0 | 0 | 27.9167 | 0 | 0 | 0 | 65.525 | 0
5885 | 0 | 0 | 0 | 56.0244 | 0 | 0 | 28.0122 | 0 | 0 | 0 | 61.1647 | 0
5886 | 0 | 0 | 0 | 74.2057 | 0 | 0 | 37.1028 | 0 | 0 | 0 | 63.5791 | 0
5887 | 0 | 0 | 0 | 123.6268 | 0 | 0 | 61.8134 | 0 | 56.3 | 42.9 | 69.2077 | 0
5888 | 0.7 | 0 | 0 | 220.2446 | 0 | 0 | 110.1223 | 50.3 | 37.6 | 43 | 77.6803 | 0
5889 | 2.1 | 0 | 0 | 310.8873 | 0 | 1.8 | 155.4436 | 63.2 | 0 | 43.2 | 109.9362 | 0
5890 | 3.5 | 0 | 0 | 370.0893 | 0 | 21.5 | 185.0447 | 85.8 | 0 | 43.4 | 95.87 | 0
5891 | 3.5 | 0 | 0 | 398.2262 | 0 | 56.2 | 199.1131 | 111.4 | 0 | 43.4 | 93.7255 | 0
5892 | 2.8 | 0 | 0 | 378.804 | 0 | 155.1 | 189.402 | 148.1 | 0 | 43.3 | 75.2054 | 0
5893 | 1.4 | 0 | 0 | 350.8667 | 0 | 208.7 | 175.4333 | 140.2 | 75.1 | 43.1 | 117.7008 | 210.7
5894 | 2.1 | 0 | 0 | 313.6633 | 0 | 176 | 156.8316 | 157.8 | 37.6 | 43.2 | 110.5368 | 145.2
5895 | 3.5 | 0 | 0 | 296.3302 | 0 | 140.2 | 148.1651 | 203.9 | 0 | 43.4 | 139.6688 | 0
5896 | 2.8 | 0 | 0 | 246.0304 | 0 | 108.8 | 123.0152 | 208.2 | 0 | 43.3 | 177.1056 | 0
5897 | 2.1 | 0 | 0 | 176.7482 | 0 | 80.6 | 88.3741 | 193.1 | 0 | 43.2 | 91.4603 | 0
5898 | 0.7 | 0 | 0 | 136.9045 | 0 | 60.8 | 68.4523 | 152.3 | 37.6 | 43 | 121.9574 | 38.3
5899 | 0 | 0 | 0 | 116.992 | 0 | 7.6 | 58.496 | 33.8 | 75.1 | 42.9 | 171.7278 | 46.2
5900 | 0 | 0 | 0 | 82.4806 | 0 | 0 | 41.2403 | 4.5 | 75.1 | 42.9 | 200.4637 | 7.5
5901 | 0 | 0 | 0 | 63.1644 | 0 | 0 | 31.5822 | 1.5 | 75.1 | 42.9 | 235.8776 | 0
5902 | 0 | 0 | 0 | 57.4742 | 0 | 0 | 28.7371 | 0 | 93.9 | 42.9 | 156.4329 | 0
5903 | 0 | 0 | 0 | 58.6711 | 0 | 0 | 29.3356 | 0 | 0 | 0 | 94.0817 | 0
5904 | 0 | 0 | 0 | 57.9354 | 0 | 0 | 28.9677 | 0 | 0 | 0 | 74.3943 | 0
5905 | 0 | 0 | 0 | 55.9943 | 0 | 0 | 27.9972 | 0 | 0 | 0 | 56.8991 | 0
5906 | 0 | 0 | 0 | 56.8652 | 0 | 0 | 28.4326 | 0 | 0 | 0 | 45.6543 | 0
5907 | 0 | 0 | 0 | 55.7678 | 0 | 0 | 27.8839 | 0 | 0 | 0 | 44.8639 | 0
5908 | 0 | 0 | 0 | 57.3388 | 0 | 0 | 28.6694 | 0 | 0 | 0 | 47.2493 | 0
5909 | 0 | 0 | 0 | 59.1286 | 0 | 0 | 29.5643 | 0 | 0 | 0 | 58.7481 | 0
5910 | 0 | 0 | 0 | 85.8213 | 0 | 0 | 42.9106 | 0 | 0 | 0 | 93.846 | 0
5911 | 0 | 0 | 0 | 116.2956 | 0 | 0 | 58.1478 | 0 | 56.3 | 42.9 | 99.1118 | 0
5912 | 0.7 | 0 | 0 | 177.5704 | 0 | 0 | 88.7852 | 79.1 | 37.6 | 43 | 80.8992 | 0
5913 | 2.1 | 0 | 0 | 274.8365 | 0 | 0 | 137.4182 | 79.9 | 0 | 43.2 | 110.5378 | 0
5914 | 3.5 | 0 | 0 | 295.4888 | 0 | 6 | 147.7444 | 109.6 | 0 | 43.4 | 90.6244 | 0
5915 | 3.5 | 0 | 0 | 270.3968 | 0 | 27.8 | 135.1984 | 131.9 | 0 | 43.4 | 95.3957 | 0
5916 | 2.8 | 0 | 0 | 261.7928 | 0 | 72.6 | 130.8964 | 142.6 | 0 | 43.3 | 120.8445 | 0
5917 | 1.4 | 0 | 0 | 247.5661 | 0 | 138 | 123.783 | 128.5 | 75.1 | 43.1 | 103.1788 | 96.4
5918 | 2.1 | 0 | 0 | 239.2871 | 0 | 187.9 | 119.6436 | 143.8 | 37.6 | 43.2 | 190.8919 | 123.4
5919 | 3.5 | 0 | 0 | 232.3474 | 0 | 225.6 | 116.1737 | 189.2 | 0 | 43.4 | 168.0851 | 0
5920 | 2.8 | 0 | 0 | 203.8478 | 0 | 257.4 | 101.9239 | 200.4 | 0 | 43.3 | 132.6222 | 0
5921 | 2.1 | 0 | 0 | 154.9978 | 0 | 286.6 | 77.4989 | 191.7 | 0 | 43.2 | 117.9977 | 0
5922 | 0.7 | 0 | 0 | 129.0347 | 0 | 285.4 | 64.5173 | 152.4 | 37.6 | 43 | 191.1109 | 383.5
5923 | 0 | 0 | 0 | 91.3537 | 0 | 177.5 | 45.6768 | 35.3 | 75.1 | 42.9 | 279.3029 | 399.5
5924 | 0 | 0 | 0 | 67.8523 | 0 | 64.2 | 33.9261 | 6.5 | 75.1 | 42.9 | 159.1051 | 264.2
5925 | 0 | 0 | 0 | 62.2464 | 0 | 44.1 | 31.1232 | 3.6 | 75.1 | 42.9 | 164.2796 | 166
5926 | 0 | 0 | 0 | 59.2643 | 0 | 25.6 | 29.6322 | 0.3 | 93.9 | 42.9 | 196.9418 | 125.3
5927 | 0 | 0 | 0 | 58.1241 | 0 | 0 | 29.0621 | 0 | 0 | 0 | 227.1295 | 0
5928 | 0 | 0 | 0 | 58.9928 | 0 | 0 | 29.4964 | 0 | 0 | 0 | 84.2047 | 0
5929 | 0 | 0 | 0 | 57.6412 | 0 | 0 | 28.8206 | 0 | 0 | 0 | 56.0926 | 0
5930 | 0 | 0 | 0 | 58.4226 | 0 | 0 | 29.2113 | 0 | 0 | 0 | 50.2369 | 0
5931 | 0 | 0 | 0 | 59.9756 | 0 | 0 | 29.9878 | 0 | 0 | 0 | 46.5629 | 0
5932 | 0 | 0 | 0 | 58.8565 | 0 | 0 | 29.4282 | 0 | 0 | 0 | 49.0886 | 0
5933 | 0 | 0 | 0 | 58.9191 | 0 | 0 | 29.4595 | 0 | 0 | 0 | 54.8296 | 0
5934 | 0 | 0 | 0 | 69.4918 | 0 | 0 | 34.7459 | 0 | 0 | 0 | 78.6479 | 0
5935 | 0 | 0 | 0 | 97.514 | 0 | 0 | 48.757 | 0.1 | 56.3 | 42.9 | 66.9093 | 0
5936 | 0.7 | 0 | 0 | 154.7068 | 0 | 0.2 | 77.3534 | 116.9 | 37.6 | 43 | 61.3945 | 0
5937 | 2.1 | 0 | 0 | 221.8859 | 0 | 5.4 | 110.943 | 125.4 | 0 | 43.2 | 93.4865 | 0
5938 | 3.5 | 0 | 0 | 285.624 | 0 | 23.8 | 142.812 | 161.3 | 0 | 43.4 | 199.2221 | 0
5939 | 3.5 | 0 | 0 | 288.236 | 0 | 59.7 | 144.118 | 190.5 | 0 | 43.4 | 124.3889 | 0
5940 | 2.8 | 0 | 0 | 270.1601 | 0 | 104.5 | 135.08 | 209.5 | 0 | 43.3 | 128.3605 | 0
5941 | 1.4 | 0 | 0 | 268.2469 | 0 | 182.2 | 134.1235 | 174.5 | 75.1 | 43.1 | 163.5061 | 229.5
5942 | 2.1 | 0 | 0 | 265.6222 | 0 | 233.2 | 132.8111 | 169.7 | 37.6 | 43.2 | 211.4869 | 258.7
5943 | 3.5 | 0 | 0 | 263.3442 | 0 | 266.1 | 131.6721 | 184.6 | 0 | 43.4 | 85.0431 | 0
5944 | 2.8 | 0 | 0 | 240.4881 | 0 | 280 | 120.244 | 164.5 | 0 | 43.3 | 112.9689 | 0
5945 | 2.1 | 0 | 0 | 188.7735 | 0 | 268.4 | 94.3867 | 142.1 | 0 | 43.2 | 235.5322 | 0
5946 | 0.7 | 0 | 0 | 160.6855 | 0 | 215.9 | 80.3428 | 119.6 | 37.6 | 43 | 99.2311 | 368.9
5947 | 0 | 0 | 0 | 127.9608 | 0 | 90.9 | 63.9804 | 5.8 | 75.1 | 42.9 | 254.8831 | 345.2
5948 | 0 | 0 | 0 | 79.2844 | 0 | 25.3 | 39.6422 | 0 | 75.1 | 42.9 | 179.3282 | 229.3
5949 | 0 | 0 | 0 | 63.0466 | 0 | 13.7 | 31.5233 | 0 | 75.1 | 42.9 | 191.0789 | 133.1
5950 | 0 | 0 | 0 | 66.3773 | 0 | 5.4 | 33.1887 | 0 | 93.9 | 42.9 | 158.7394 | 89.1
5951 | 0 | 0 | 0 | 62.547 | 0 | 0 | 31.2735 | 0 | 0 | 0 | 91.1019 | 0
5952 | 0 | 0 | 0 | 62.5687 | 0 | 0 | 31.2844 | 0 | 0 | 0 | 93.8467 | 0
5953 | 0 | 0 | 0 | 58.7219 | 0 | 0 | 29.361 | 0 | 0 | 0 | 81.9655 | 0
5954 | 0 | 0 | 0 | 58.682 | 0 | 0 | 29.341 | 0 | 0 | 0 | 49.2042 | 0
5955 | 0 | 0 | 0 | 61.0739 | 0 | 0 | 30.537 | 0 | 0 | 0 | 44.8637 | 0
5956 | 0 | 0 | 0 | 59.5652 | 0 | 0 | 29.7826 | 0 | 0 | 0 | 50.9266 | 0
5957 | 0 | 0 | 0 | 60.1129 | 0 | 0 | 30.0564 | 0 | 0 | 0 | 51.5011 | 0
5958 | 0 | 0 | 0 | 75.728 | 0 | 0 | 37.864 | 0 | 0 | 0 | 83.3842 | 0
5959 | 0 | 0 | 0 | 93.4953 | 0 | 0 | 46.7476 | 0 | 56.3 | 42.9 | 88.1228 | 0
5960 | 0.7 | 0 | 0 | 153.04 | 0 | 0 | 76.52 | 24.3 | 37.6 | 43 | 53.4519 | 0
5961 | 2.1 | 0 | 0 | 229.3631 | 0 | 0 | 114.6816 | 18.1 | 0 | 43.2 | 133.2854 | 0
5962 | 3.5 | 0 | 0 | 274.2129 | 0 | 0 | 137.1065 | 25.5 | 0 | 43.4 | 178.9302 | 0
5963 | 3.5 | 0 | 0 | 273.8038 | 0 | 1.7 | 136.9019 | 35.2 | 0 | 43.4 | 103.0607 | 0
5964 | 2.8 | 0 | 0 | 250.3198 | 0 | 11.9 | 125.1599 | 58.2 | 0 | 43.3 | 138.1778 | 0
5965 | 1.4 | 0 | 0 | 235.3933 | 0 | 24.7 | 117.6966 | 50 | 75.1 | 43.1 | 159.1831 | 11.6
5966 | 2.1 | 0 | 0 | 238.6468 | 0 | 39.4 | 119.3234 | 50.1 | 37.6 | 43.2 | 117.4914 | 9.8
5967 | 3.5 | 0 | 0 | 227.2237 | 0 | 48.8 | 113.6119 | 59.7 | 0 | 43.4 | 88.2406 | 0
5968 | 2.8 | 0 | 0 | 195.6001 | 0 | 51.4 | 97.8001 | 54.8 | 0 | 43.3 | 169.5753 | 0
5969 | 2.1 | 0 | 0 | 151.2444 | 0 | 51.5 | 75.6222 | 60.7 | 0 | 43.2 | 181.2949 | 0
5970 | 0.7 | 0 | 0 | 127.2185 | 0 | 40.8 | 63.6093 | 51.5 | 37.6 | 43 | 128.2342 | 14.5
5971 | 0 | 0 | 0 | 103.8832 | 0 | 1.8 | 51.9416 | 0 | 75.1 | 42.9 | 279.1005 | 20.1
5972 | 0 | 0 | 0 | 79.4861 | 0 | 0 | 39.7431 | 0 | 75.1 | 42.9 | 253.5689 | 1.3
5973 | 0 | 0 | 0 | 60.2998 | 0 | 0 | 30.1499 | 0 | 75.1 | 42.9 | 261.5607 | 0
5974 | 0 | 0 | 0 | 62.2179 | 0 | 0 | 31.1089 | 0 | 93.9 | 42.9 | 187.22 | 0
5975 | 0 | 0 | 0 | 63.151 | 0 | 0 | 31.5755 | 0 | 0 | 0 | 103.54 | 0
5976 | 0 | 0 | 0 | 61.947 | 0 | 0 | 30.9735 | 0 | 0 | 0 | 77.0905 | 0
5977 | 0 | 0 | 0 | 60.248 | 0 | 0 | 30.124 | 0 | 0 | 0 | 57.7075 | 0
5978 | 0 | 0 | 0 | 62.3552 | 0 | 0 | 31.1776 | 0 | 0 | 0 | 60.2415 | 0
5979 | 0 | 0 | 0 | 58.0138 | 0 | 0 | 29.0069 | 0 | 0 | 0 | 47.4789 | 0
5980 | 0 | 0 | 0 | 62.1522 | 0 | 0 | 31.0761 | 0 | 0 | 0 | 49.4345 | 0
5981 | 0 | 0 | 0 | 61.5859 | 0 | 0 | 30.793 | 0 | 0 | 0 | 57.5933 | 0
5982 | 0 | 0 | 0 | 77.1723 | 0 | 0 | 38.5861 | 0 | 0 | 0 | 84.2058 | 0
5983 | 0 | 0 | 0 | 113.7893 | 0 | 0 | 56.8946 | 0 | 56.3 | 42.9 | 95.3943 | 0
5984 | 0.7 | 0.2 | 0 | 191.6812 | 0 | 0 | 95.8406 | 0 | 37.6 | 43 | 129.3158 | 0
5985 | 2.1 | 0 | 0 | 288.0882 | 0 | 0 | 144.0441 | 0 | 0 | 43.2 | 106.5495 | 0
5986 | 3.5 | 0 | 0 | 331.7835 | 0 | 0 | 165.8918 | 0 | 0 | 43.4 | 125.5852 | 0
5987 | 3.5 | 0 | 0 | 308.5963 | 0 | 0 | 154.2982 | 0 | 0 | 43.4 | 108.6081 | 0
5988 | 2.8 | 0 | 0 | 304.7536 | 0 | 0 | 152.3768 | 0 | 0 | 43.3 | 132.6077 | 0
5989 | 1.4 | 0 | 0 | 287.5545 | 0 | 4.6 | 143.7772 | 0 | 75.1 | 43.1 | 127.4983 | 0
5990 | 2.1 | 0 | 0 | 265.5193 | 0 | 19.3 | 132.7596 | 0 | 37.6 | 43.2 | 156.4539 | 0
5991 | 3.5 | 0 | 0 | 255.2872 | 0 | 31.3 | 127.6436 | 0 | 0 | 43.4 | 189.0014 | 0
5992 | 2.8 | 0 | 0 | 221.5422 | 0 | 39.2 | 110.7711 | 0 | 0 | 43.3 | 107.3983 | 0
5993 | 2.1 | 0 | 0 | 161.1547 | 0 | 46.2 | 80.5774 | 0 | 0 | 43.2 | 123.4953 | 0
5994 | 0.7 | 0 | 0 | 153.1141 | 0 | 34.1 | 76.5571 | 0 | 37.6 | 43 | 193.911 | 0
5995 | 0 | 0 | 0 | 136.7127 | 0 | 0 | 68.3564 | 0 | 75.1 | 42.9 | 256.0959 | 0
5996 | 0 | 0 | 0 | 80.4391 | 0 | 0 | 40.2196 | 0 | 75.1 | 42.9 | 206.6573 | 0
5997 | 0 | 0 | 0 | 61.382 | 0 | 0 | 30.691 | 0 | 75.1 | 42.9 | 220.3169 | 0
5998 | 0 | 0 | 0 | 58.712 | 0 | 0 | 29.356 | 0 | 93.9 | 42.9 | 162.216 | 0
5999 | 0 | 0 | 0 | 58.2809 | 0 | 0 | 29.1405 | 0 | 0 | 0 | 143.6811 | 0
6000 | 0 | 0 | 0 | 58.8162 | 0 | 0 | 29.4081 | 0 | 0 | 0 | 111.8758 | 0
6001 | 0 | 0 | 0 | 57.6828 | 0 | 0 | 28.8414 | 0 | 0 | 0 | 98.518 | 0
6002 | 0 | 0 | 0 | 57.428 | 0 | 0 | 28.714 | 0 | 0 | 0 | 81.136 | 0
6003 | 0 | 0 | 0 | 58.1297 | 0 | 0 | 29.0648 | 0 | 0 | 0 | 69.5547 | 0
6004 | 0 | 0 | 0 | 60.2136 | 0 | 0 | 30.1068 | 0 | 0 | 0 | 62.1999 | 0
6005 | 0 | 0 | 0 | 58.1985 | 0 | 0 | 29.0992 | 0 | 0 | 0 | 73.4703 | 0
6006 | 0 | 0 | 0 | 64.3793 | 0 | 0 | 32.1896 | 0 | 0 | 0 | 74.9732 | 0
6007 | 0 | 0 | 0 | 82.5754 | 0 | 0 | 41.2877 | 0 | 56.3 | 42.9 | 74.5099 | 0
6008 | 0 | 0 | 0 | 94.5009 | 0 | 0 | 47.2505 | 0 | 37.6 | 42.9 | 60.5878 | 0
6009 | 0 | 0 | 0 | 96.9063 | 0 | 0 | 48.4531 | 0 | 0 | 42.9 | 76.8533 | 0
6010 | 0 | 0 | 0 | 95.8987 | 0 | 0 | 47.9493 | 0 | 0 | 42.9 | 69.7837 | 0
6011 | 0 | 0 | 0 | 91.5759 | 0 | 0 | 45.788 | 0 | 0 | 42.9 | 65.0694 | 0
6012 | 0 | 0 | 0 | 93.9558 | 0 | 0 | 46.9779 | 0 | 0 | 42.9 | 115.6367 | 0
6013 | 0 | 0 | 0 | 92.6572 | 0 | 0 | 46.3286 | 0 | 75.1 | 42.9 | 68.0576 | 0
6014 | 0 | 0 | 0 | 93.5619 | 0 | 0 | 46.7809 | 0 | 37.6 | 42.9 | 96.109 | 0
6015 | 0 | 0 | 0 | 93.1292 | 0 | 0 | 46.5646 | 0 | 0 | 42.9 | 79.7143 | 0
6016 | 0 | 0 | 0 | 95.2122 | 0 | 0 | 47.6061 | 0 | 0 | 42.9 | 84.9251 | 0
6017 | 0 | 0 | 0 | 92.6262 | 0 | 0 | 46.3131 | 0 | 0 | 42.9 | 70.9361 | 0
6018 | 0 | 0 | 0 | 89.2236 | 0 | 0 | 44.6118 | 0 | 37.6 | 42.9 | 150.8099 | 0
6019 | 0 | 0 | 0 | 84.0349 | 0 | 0 | 42.0174 | 0 | 75.1 | 42.9 | 270.1336 | 0
6020 | 0 | 0 | 0 | 70.0443 | 0 | 0 | 35.0222 | 0 | 75.1 | 42.9 | 255.7959 | 0
6021 | 0 | 0 | 0 | 60.1625 | 0 | 0 | 30.0812 | 0 | 75.1 | 42.9 | 131.0619 | 0
6022 | 0 | 0 | 0 | 57.225 | 0 | 0 | 28.6125 | 0 | 93.9 | 42.9 | 154.3344 | 0
6023 | 0 | 0 | 0 | 56.6346 | 0 | 0 | 28.3173 | 0 | 0 | 0 | 107.1539 | 0
6024 | 0 | 0 | 0 | 57.1289 | 0 | 0 | 28.5645 | 0 | 0 | 0 | 94.3236 | 0
6025 | 0 | 0 | 0 | 57.4875 | 0 | 0 | 28.7438 | 0 | 0 | 0 | 66.6776 | 0
6026 | 0 | 0 | 0 | 59.4515 | 0 | 0 | 29.7258 | 0 | 0 | 0 | 59.0937 | 0
6027 | 0 | 0 | 0 | 55.8657 | 0 | 0 | 27.9329 | 0 | 0 | 0 | 48.7443 | 0
6028 | 0 | 0 | 0 | 56.6591 | 0 | 0 | 28.3296 | 0 | 0 | 0 | 52.6501 | 0
6029 | 0 | 0 | 0 | 55.9171 | 0 | 0 | 27.9586 | 0 | 0 | 0 | 60.3584 | 0
6030 | 0 | 0 | 0 | 55.9736 | 0 | 0 | 27.9868 | 0 | 0 | 0 | 99.592 | 0
6031 | 0 | 23.9 | 84.3 | 79.7657 | 0 | 0 | 39.8828 | 0 | 56.3 | 42.9 | 118.159 | 0
6032 | 0 | 9 | 54.1 | 87.7852 | 0 | 0 | 43.8926 | 0 | 37.6 | 42.9 | 148.6022 | 0
6033 | 0 | 0 | 0 | 88.2043 | 0 | 0 | 44.1021 | 0 | 0 | 42.9 | 111.6316 | 0
6034 | 0 | 0 | 0 | 85.3303 | 0 | 0 | 42.6652 | 0 | 0 | 42.9 | 119.9657 | 0
6035 | 0 | 0 | 0 | 81.5403 | 0 | 0 | 40.7702 | 0 | 0 | 42.9 | 126.043 | 0
6036 | 0 | 0 | 0 | 83.1088 | 0 | 0 | 41.5544 | 0 | 0 | 42.9 | 135.8087 | 0
6037 | 0 | 0 | 0 | 86.1879 | 0 | 0 | 43.0939 | 0 | 75.1 | 42.9 | 135.2739 | 0
6038 | 0 | 0 | 0 | 84.6008 | 0 | 0 | 42.3004 | 0 | 37.6 | 42.9 | 115.2591 | 0
6039 | 0 | 0 | 0 | 88.3518 | 0 | 0 | 44.1759 | 0 | 0 | 42.9 | 124.5193 | 0
6040 | 0 | 0 | 0 | 85.4407 | 0 | 0 | 42.7203 | 0 | 0 | 42.9 | 89.5491 | 0
6041 | 0 | 0 | 0 | 85.4596 | 0 | 0 | 42.7298 | 0 | 0 | 42.9 | 84.5681 | 0
6042 | 0 | 0 | 0 | 80.0787 | 0 | 0 | 40.0394 | 0 | 37.6 | 42.9 | 120.4129 | 0
6043 | 0 | 0 | 0 | 66.616 | 0 | 0 | 33.308 | 0 | 75.1 | 42.9 | 177.0275 | 0
6044 | 0 | 0 | 0 | 63.7988 | 0 | 0 | 31.8994 | 0 | 75.1 | 42.9 | 333.2472 | 0
6045 | 0 | 0 | 0 | 61.8401 | 0 | 0 | 30.92 | 0 | 75.1 | 42.9 | 369.4706 | 0
6046 | 0 | 0 | 0 | 59.8888 | 0 | 0 | 29.9444 | 0 | 93.9 | 42.9 | 199.2562 | 0
6047 | 0 | 0 | 0 | 57.737 | 0 | 0 | 28.8685 | 0 | 0 | 0 | 143.0515 | 0
6048 | 0 | 0 | 0 | 59.665 | 0 | 0 | 29.8325 | 0 | 0 | 0 | 77.0868 | 0
6049 | 0 | 0 | 0 | 60.0679 | 0 | 0 | 30.034 | 0 | 0 | 0 | 57.2463 | 0
6050 | 0 | 0 | 0 | 58.2499 | 0 | 0 | 29.125 | 0 | 0 | 0 | 48.0537 | 0
6051 | 0 | 0 | 0 | 57.0583 | 0 | 0 | 28.5291 | 0 | 0 | 0 | 47.9407 | 0
6052 | 0 | 0 | 0 | 45.9215 | 0 | 0 | 22.9608 | 0 | 0 | 0 | 46.9063 | 0
6053 | 0 | 0 | 0 | 41.2203 | 0 | 0 | 20.6102 | 0 | 0 | 0 | 56.4356 | 0
6054 | 0 | 0 | 0 | 53.422 | 0 | 0 | 26.711 | 0 | 0 | 0 | 70.2432 | 0
6055 | 0 | 7.7 | 53.6 | 93.2411 | 0 | 0 | 46.6206 | 0 | 56.3 | 42.9 | 82.674 | 0
6056 | 0.7 | 21.8 | 50.8 | 157.5457 | 0 | 0 | 78.7728 | 0 | 37.6 | 43 | 121.5588 | 0
6057 | 2.1 | 9.6 | 0 | 278.8996 | 0 | 0 | 139.4498 | 0 | 0 | 43.2 | 135.8754 | 0
6058 | 3.5 | 0.8 | 0 | 371.5608 | 0 | 0 | 185.7804 | 0 | 0 | 43.4 | 97.7959 | 0
6059 | 3.5 | 0 | 0 | 370.6125 | 0 | 0 | 185.3062 | 0 | 0 | 43.4 | 118.8866 | 0
6060 | 2.8 | 0 | 0 | 316.8592 | 0 | 0 | 158.4296 | 0 | 0 | 43.3 | 186.2195 | 0
6061 | 1.4 | 0 | 1.2 | 287.8817 | 0 | 0 | 143.9409 | 0 | 75.1 | 43.1 | 125.6995 | 0
6062 | 2.1 | 0 | 0 | 307.1871 | 0 | 0 | 153.5936 | 0 | 37.6 | 43.2 | 159.0107 | 0
6063 | 3.5 | 0 | 0 | 278.3312 | 0 | 0 | 139.1656 | 0.7 | 0 | 43.4 | 147.1652 | 0
6064 | 2.8 | 0 | 0 | 235.9266 | 0 | 0 | 117.9633 | 6.3 | 0 | 43.3 | 119.4816 | 0
6065 | 2.1 | 0 | 0 | 167.9318 | 0 | 0 | 83.9659 | 19 | 0 | 43.2 | 268.5734 | 0
6066 | 0.7 | 0 | 0.6 | 116.5882 | 0 | 0 | 58.2941 | 15.9 | 37.6 | 43 | 205.5907 | 0
6067 | 0 | 0 | 0.3 | 88.1971 | 0 | 0 | 44.0986 | 0 | 75.1 | 42.9 | 275.2772 | 0
6068 | 0 | 0 | 0 | 66.0522 | 0 | 0 | 33.0261 | 0 | 75.1 | 42.9 | 206.235 | 0
6069 | 0 | 0 | 5.3 | 57.8994 | 0 | 0 | 28.9497 | 0 | 75.1 | 42.9 | 201.6991 | 0
6070 | 0 | 0 | 12.6 | 62.159 | 0 | 0 | 31.0795 | 0 | 93.9 | 42.9 | 119.4793 | 0
6071 | 0 | 0 | 0 | 59.4906 | 0 | 0 | 29.7453 | 0 | 0 | 0 | 124.7941 | 0
6072 | 0 | 0 | 0 | 59.2934 | 0 | 0 | 29.6467 | 0 | 0 | 0 | 98.6342 | 0
6073 | 0 | 0 | 0 | 60.0376 | 0 | 0 | 30.0188 | 0 | 0 | 0 | 82.9087 | 0
6074 | 0 | 0 | 0 | 57.0533 | 0 | 0 | 28.5267 | 0 | 0 | 0 | 74.9746 | 0
6075 | 0 | 0 | 0 | 58.9491 | 0 | 0 | 29.4746 | 0 | 0 | 0 | 65.069 | 0
6076 | 0 | 0 | 0 | 58.5134 | 0 | 0 | 29.2567 | 0 | 0 | 0 | 65.5253 | 0
6077 | 0 | 0 | 0 | 57.8167 | 0 | 0 | 28.9083 | 0 | 0 | 0 | 66.5607 | 0
6078 | 0 | 0 | 0.1 | 80.9555 | 0 | 0 | 40.4777 | 0 | 0 | 0 | 68.6316 | 0
6079 | 0 | 75 | 373.3 | 119.7596 | 0 | 0 | 59.8798 | 0 | 56.3 | 42.9 | 59.6673 | 0
6080 | 0.7 | 88.9 | 277.5 | 180.5007 | 0 | 0 | 90.2504 | 0 | 37.6 | 43 | 53.7975 | 0
6081 | 2.1 | 32.4 | 0 | 280.9736 | 0 | 0 | 140.4868 | 0 | 0 | 43.2 | 63.8068 | 0
6082 | 3.5 | 5.3 | 0 | 335.1158 | 0 | 0 | 167.5579 | 0 | 0 | 43.4 | 58.1719 | 0
6083 | 3.5 | 0 | 0 | 326.6345 | 0 | 0 | 163.3172 | 0 | 0 | 43.4 | 137.611 | 0
6084 | 2.8 | 0 | 0 | 318.3846 | 0 | 0 | 159.1923 | 0 | 0 | 43.3 | 217.3219 | 0
6085 | 1.4 | 0 | 36.4 | 300.9347 | 0 | 0 | 150.4674 | 0 | 75.1 | 43.1 | 212.7308 | 0
6086 | 2.1 | 0 | 14.1 | 305.7398 | 0 | 0 | 152.8699 | 0 | 37.6 | 43.2 | 190.6792 | 0
6087 | 3.5 | 0 | 0 | 272.6466 | 0 | 0 | 136.3233 | 0 | 0 | 43.4 | 105.1038 | 0
6088 | 2.8 | 0 | 0 | 204.6483 | 0 | 0 | 102.3242 | 0 | 0 | 43.3 | 270.6588 | 0
6089 | 2.1 | 0 | 0 | 138.364 | 0 | 0 | 69.182 | 0 | 0 | 43.2 | 90.9774 | 0
6090 | 0.7 | 0 | 1.5 | 105.8286 | 0 | 0 | 52.9143 | 0 | 37.6 | 43 | 146.9744 | 0
6091 | 0 | 0 | 6.8 | 86.933 | 0 | 0 | 43.4665 | 0 | 75.1 | 42.9 | 310.3915 | 0
6092 | 0 | 0 | 3.7 | 66.2211 | 0 | 0 | 33.1106 | 0 | 75.1 | 42.9 | 277.6027 | 0
6093 | 0 | 0 | 29 | 62.8033 | 0 | 0 | 31.4017 | 0 | 75.1 | 42.9 | 239.2485 | 0
6094 | 0 | 0 | 68.3 | 60.8874 | 0 | 0 | 30.4437 | 0 | 93.9 | 42.9 | 190.1713 | 0
6095 | 0 | 0 | 0 | 60.6828 | 0 | 0 | 30.3414 | 0 | 0 | 0 | 214.5791 | 0
6096 | 0 | 0 | 0 | 61.051 | 0 | 0 | 30.5255 | 0 | 0 | 0 | 138.5391 | 0
6097 | 0 | 0 | 0 | 61.7911 | 0 | 0 | 30.8956 | 0 | 0 | 0 | 64.8394 | 0
6098 | 0 | 0 | 0 | 60.5071 | 0 | 0 | 30.2535 | 0 | 0 | 0 | 54.0261 | 0
6099 | 0 | 0 | 0 | 59.8649 | 0 | 0 | 29.9325 | 0 | 0 | 0 | 49.893 | 0
6100 | 0 | 0 | 0 | 58.9184 | 0 | 0 | 29.4592 | 0 | 0 | 0 | 74.5108 | 0
6101 | 0 | 0 | 0.9 | 58.9175 | 0 | 0 | 29.4588 | 0 | 0 | 0 | 70.7049 | 0
6102 | 0 | 0 | 5.6 | 78.9577 | 0 | 0 | 39.4789 | 0 | 0 | 0 | 68.7468 | 0
6103 | 0 | 80.3 | 433.9 | 124.4897 | 0 | 0 | 62.2448 | 0 | 56.3 | 42.9 | 88.5982 | 0
6104 | 0.7 | 86.9 | 312 | 202.597 | 0 | 0 | 101.2985 | 0 | 37.6 | 43 | 75.3251 | 0
6105 | 2.1 | 22.7 | 0 | 275.6519 | 0 | 0 | 137.8259 | 0 | 0 | 43.2 | 97.4314 | 0
6106 | 3.5 | 0.9 | 0 | 344.5681 | 0 | 0 | 172.2841 | 0 | 0 | 43.4 | 204.6202 | 0
6107 | 3.5 | 0 | 0 | 342.0193 | 0 | 0 | 171.0097 | 0 | 0 | 43.4 | 251.1007 | 0
6108 | 2.8 | 0 | 0 | 304.6315 | 0 | 0 | 152.3158 | 0 | 0 | 43.3 | 54.3704 | 0
6109 | 1.4 | 0 | 7.7 | 289.8265 | 0 | 0 | 144.9133 | 0 | 75.1 | 43.1 | 96.7133 | 0
6110 | 2.1 | 0 | 0 | 257.4505 | 0 | 0 | 128.7252 | 0 | 37.6 | 43.2 | 127.4096 | 0
6111 | 3.5 | 0 | 0 | 245.4955 | 0 | 0 | 122.7478 | 0 | 0 | 43.4 | 205.9221 | 0
6112 | 2.8 | 0 | 0 | 198.2711 | 0 | 0 | 99.1355 | 0 | 0 | 43.3 | 181.5411 | 0
6113 | 2.1 | 0 | 0 | 151.1086 | 0 | 0 | 75.5543 | 0 | 0 | 43.2 | 125.3305 | 0
6114 | 0.7 | 0 | 0 | 129.5327 | 0 | 0 | 64.7664 | 0 | 37.6 | 43 | 162.6197 | 0
6115 | 0 | 0 | 0 | 110.7282 | 0 | 0 | 55.3641 | 0 | 75.1 | 42.9 | 205.2841 | 0
6116 | 0 | 0 | 0 | 85.7943 | 0 | 0 | 42.8971 | 0 | 75.1 | 42.9 | 207.8682 | 0
6117 | 0 | 0 | 0 | 67.6471 | 0 | 0 | 33.8235 | 0 | 75.1 | 42.9 | 206.7081 | 0
6118 | 0 | 0 | 3.8 | 64.9173 | 0 | 0 | 32.4586 | 0 | 93.9 | 42.9 | 251.1599 | 0
6119 | 0 | 0 | 0 | 62.0936 | 0 | 0 | 31.0468 | 0 | 0 | 0 | 193.0253 | 0
6120 | 0 | 0 | 0 | 62.0328 | 0 | 0 | 31.0164 | 0 | 0 | 0 | 109.4493 | 0
6121 | 0 | 0 | 0 | 60.8703 | 0 | 0 | 30.4352 | 0 | 0 | 0 | 76.3814 | 0
6122 | 0 | 0 | 0 | 61.4719 | 0 | 0 | 30.7359 | 0 | 0 | 0 | 56.3213 | 0
6123 | 0 | 0 | 0 | 59.762 | 0 | 0 | 29.881 | 0 | 0 | 0 | 51.5001 | 0
6124 | 0 | 0 | 0 | 60.1532 | 0 | 0 | 30.0766 | 0 | 0 | 0 | 49.3207 | 0
6125 | 0 | 0 | 0 | 61.0891 | 0 | 0 | 30.5446 | 0 | 0 | 0 | 52.1925 | 0
6126 | 0 | 0 | 0 | 87.3269 | 0 | 0 | 43.6634 | 0 | 0 | 0 | 77.8071 | 0
6127 | 0 | 31.8 | 336.6 | 127.7944 | 0 | 0 | 63.8972 | 0 | 56.3 | 42.9 | 82.1974 | 0
6128 | 0.7 | 44.8 | 244.4 | 193.9882 | 0 | 0 | 96.9941 | 0 | 37.6 | 43 | 96.4662 | 0
6129 | 2.1 | 8.5 | 0 | 324.6804 | 0 | 0 | 162.3402 | 0 | 0 | 43.2 | 107.8856 | 0
6130 | 3.5 | 0 | 0 | 372.176 | 0 | 0 | 186.088 | 0 | 0 | 43.4 | 141.726 | 0
6131 | 3.5 | 0 | 0 | 375.0084 | 0 | 0 | 187.5042 | 0 | 0 | 43.4 | 202.1964 | 0
6132 | 2.8 | 0 | 0 | 310.4906 | 0 | 0 | 155.2453 | 0 | 0 | 43.3 | 185.3947 | 0
6133 | 1.4 | 0 | 2.2 | 273.8596 | 0 | 0 | 136.9298 | 0 | 75.1 | 43.1 | 157.8862 | 0
6134 | 2.1 | 0 | 0 | 267.2852 | 0 | 0 | 133.6426 | 0 | 37.6 | 43.2 | 276.5026 | 0
6135 | 3.5 | 0 | 0 | 266.1881 | 0 | 0 | 133.094 | 0 | 0 | 43.4 | 246.126 | 0
6136 | 2.8 | 0 | 0 | 222.591 | 0 | 0 | 111.2955 | 0 | 0 | 43.3 | 124.1458 | 0
6137 | 2.1 | 0 | 0 | 183.453 | 0 | 0 | 91.7265 | 0 | 0 | 43.2 | 144.235 | 0
6138 | 0.7 | 0 | 0 | 188.1236 | 0 | 0 | 94.0618 | 0 | 37.6 | 43 | 247.5299 | 0
6139 | 0 | 0 | 0 | 119.4916 | 0 | 0 | 59.7458 | 0 | 75.1 | 42.9 | 202.2309 | 0
6140 | 0 | 0 | 0 | 78.3261 | 0 | 0 | 39.163 | 0 | 75.1 | 42.9 | 207.0215 | 0
6141 | 0 | 0 | 0 | 64.4453 | 0 | 0 | 32.2226 | 0 | 75.1 | 42.9 | 265.0651 | 0
6142 | 0 | 0 | 0 | 61.85 | 0 | 0 | 30.925 | 0 | 93.9 | 42.9 | 211.6362 | 0
6143 | 0 | 0 | 0 | 63.8292 | 0 | 0 | 31.9146 | 0 | 0 | 0 | 135.2964 | 0
6144 | 0 | 0 | 0 | 59.5522 | 0 | 0 | 29.7761 | 0 | 0 | 0 | 141.0865 | 0
6145 | 0 | 0 | 0 | 62.0223 | 0 | 0 | 31.0112 | 0 | 0 | 0 | 67.3709 | 0
6146 | 0 | 0 | 0 | 61.2205 | 0 | 0 | 30.6103 | 0 | 0 | 0 | 61.1657 | 0
6147 | 0 | 0 | 0 | 61.6523 | 0 | 0 | 30.8261 | 0 | 0 | 0 | 50.6964 | 0
6148 | 0 | 0 | 0 | 61.7009 | 0 | 0 | 30.8505 | 0 | 0 | 0 | 49.0879 | 0
6149 | 0 | 0 | 0 | 62.4832 | 0 | 0 | 31.2416 | 0 | 0 | 0 | 55.8633 | 0
6150 | 0 | 0 | 0 | 73.2982 | 0 | 0 | 36.6491 | 0 | 0 | 0 | 74.5095 | 0
6151 | 0 | 0 | 84.6 | 112.5552 | 0 | 0 | 56.2776 | 0 | 56.3 | 42.9 | 81.2534 | 0
6152 | 0.7 | 0.9 | 37.5 | 175.7555 | 0 | 0 | 87.8778 | 0 | 37.6 | 43 | 85.5121 | 0
6153 | 2.1 | 0 | 0 | 303.1761 | 0 | 0 | 151.5881 | 0 | 0 | 43.2 | 84.6888 | 0
6154 | 3.5 | 0 | 0 | 353.439 | 0 | 0 | 176.7195 | 0 | 0 | 43.4 | 88.0039 | 0
6155 | 3.5 | 0 | 0 | 338.5442 | 0 | 0 | 169.2721 | 0 | 0 | 43.4 | 107.6383 | 0
6156 | 2.8 | 0 | 0 | 302.2333 | 0 | 0 | 151.1167 | 0 | 0 | 43.3 | 162.5021 | 0
6157 | 1.4 | 0 | 0 | 295.3614 | 0 | 0 | 147.6807 | 0 | 75.1 | 43.1 | 192.5498 | 0
6158 | 2.1 | 0 | 0 | 297.8197 | 0 | 0 | 148.9099 | 0 | 37.6 | 43.2 | 123.0467 | 0
6159 | 3.5 | 0 | 0 | 263.2383 | 0 | 1.2 | 131.6191 | 3.4 | 0 | 43.4 | 85.2807 | 0
6160 | 2.8 | 0 | 0 | 208.4319 | 0 | 19.3 | 104.2159 | 5.7 | 0 | 43.3 | 84.805 | 0
6161 | 2.1 | 0 | 0 | 146.925 | 0 | 43.2 | 73.4625 | 4.7 | 0 | 43.2 | 242.6619 | 0
6162 | 0.7 | 0 | 0 | 110.8962 | 0 | 42.5 | 55.4481 | 0 | 37.6 | 43 | 225.7823 | 0
6163 | 0 | 0 | 0 | 82.5643 | 0 | 0 | 41.2821 | 0 | 75.1 | 42.9 | 254.6688 | 0
6164 | 0 | 0 | 0 | 57.874 | 0 | 0 | 28.937 | 0 | 75.1 | 42.9 | 190.3 | 0
6165 | 0 | 0 | 0 | 42.8951 | 0 | 0 | 21.4476 | 0 | 75.1 | 42.9 | 221.6952 | 0
6166 | 0 | 0 | 0 | 41.4571 | 0 | 0 | 20.7285 | 0 | 93.9 | 42.9 | 227.8016 | 0
6167 | 0 | 0 | 0 | 41.3756 | 0 | 0 | 20.6878 | 0 | 0 | 0 | 123.364 | 0
6168 | 0 | 0 | 0 | 40.7926 | 0 | 0 | 20.3963 | 0 | 0 | 0 | 73.3565 | 0
6169 | 0 | 0 | 0 | 41.8907 | 0 | 0 | 20.9453 | 0 | 0 | 0 | 62.6609 | 0
6170 | 0 | 0 | 0 | 41.6505 | 0 | 0 | 20.8252 | 0 | 0 | 0 | 52.536 | 0
6171 | 0 | 0 | 0 | 42.2093 | 0 | 0 | 21.1046 | 0 | 0 | 0 | 47.365 | 0
6172 | 0 | 0 | 0 | 40.3937 | 0 | 0 | 20.1969 | 0 | 0 | 0 | 46.4491 | 0
6173 | 0 | 0 | 0 | 43.9033 | 0 | 0 | 21.9517 | 0 | 0 | 0 | 52.4203 | 0
6174 | 0 | 0 | 0 | 44.785 | 0 | 0 | 22.3925 | 0 | 0 | 0 | 59.6683 | 0
6175 | 0 | 0 | 0 | 62.6384 | 0 | 0 | 31.3192 | 0 | 56.3 | 42.9 | 74.8572 | 0
6176 | 0 | 0 | 0.2 | 67.7475 | 0 | 0 | 33.8738 | 0 | 37.6 | 42.9 | 99.5936 | 0
6177 | 0 | 0 | 0 | 63.6618 | 0 | 0 | 31.8309 | 0 | 0 | 42.9 | 94.4415 | 0
6178 | 0 | 0 | 0 | 55.8945 | 0 | 0 | 27.9473 | 0 | 0 | 42.9 | 183.6313 | 0
6179 | 0 | 0 | 0 | 58.589 | 0 | 0 | 29.2945 | 0 | 0 | 42.9 | 85.5132 | 0
6180 | 0 | 0 | 0 | 54.0096 | 0 | 0 | 27.0048 | 0 | 0 | 42.9 | 258.9054 | 0
6181 | 0 | 0 | 0 | 53.8205 | 0 | 0 | 26.9103 | 0 | 75.1 | 42.9 | 173.8969 | 0
6182 | 0 | 0 | 0 | 55.976 | 0 | 0 | 27.988 | 0 | 37.6 | 42.9 | 113.7996 | 0
6183 | 0 | 0 | 0 | 61.0836 | 0 | 0 | 30.5418 | 0 | 0 | 42.9 | 61.0476 | 0
6184 | 0 | 0 | 0 | 63.6073 | 0 | 0 | 31.8036 | 0 | 0 | 42.9 | 73.2397 | 0
6185 | 0 | 0 | 0 | 62.2799 | 0 | 0 | 31.1399 | 0 | 0 | 42.9 | 193.7487 | 0
6186 | 0 | 0 | 0 | 68.7507 | 0 | 0 | 34.3754 | 0 | 37.6 | 42.9 | 210.4029 | 0
6187 | 0 | 0 | 0 | 69.2438 | 0 | 0 | 34.6219 | 0 | 75.1 | 42.9 | 296.6036 | 0
6188 | 0 | 0 | 0 | 50.5942 | 0 | 0 | 25.2971 | 0 | 75.1 | 42.9 | 212.7217 | 0
6189 | 0 | 0 | 0 | 42.2431 | 0 | 0 | 21.1215 | 0 | 75.1 | 42.9 | 170.1731 | 0
6190 | 0 | 0 | 0 | 41.0681 | 0 | 0 | 20.5341 | 0 | 93.9 | 42.9 | 185.551 | 0
6191 | 0 | 0 | 0 | 42.6974 | 0 | 0 | 21.3487 | 0 | 0 | 0 | 135.8242 | 0
6192 | 0 | 0 | 0 | 41.9406 | 0 | 0 | 20.9703 | 0 | 0 | 0 | 107.8865 | 0
6193 | 0 | 0 | 0 | 42.3184 | 0 | 0 | 21.1592 | 0 | 0 | 0 | 71.2797 | 0
6194 | 0 | 0 | 0 | 43.2859 | 0 | 0 | 21.643 | 0 | 0 | 0 | 86.9354 | 0
6195 | 0 | 0 | 0 | 44.4587 | 0 | 0 | 22.2293 | 0 | 0 | 0 | 169.4169 | 0
6196 | 0 | 0 | 0 | 40.3578 | 0 | 0 | 20.1789 | 0 | 0 | 0 | 48.7441 | 0
6197 | 0 | 0 | 0 | 44.4165 | 0 | 0 | 22.2083 | 0 | 0 | 0 | 54.1425 | 0
6198 | 0 | 0 | 0 | 45.337 | 0 | 0 | 22.6685 | 0 | 0 | 0 | 67.1395 | 0
6199 | 0 | 0 | 7.4 | 45.6234 | 0 | 0 | 22.8117 | 0 | 56.3 | 42.9 | 71.5113 | 0
6200 | 0 | 0 | 11.6 | 46.5299 | 0 | 0 | 23.265 | 0 | 37.6 | 42.9 | 92.8863 | 0
6201 | 0 | 0 | 0 | 45.7024 | 0 | 0 | 22.8512 | 0 | 0 | 42.9 | 64.6092 | 0
6202 | 0 | 0 | 0 | 46.2305 | 0 | 0 | 23.1153 | 0 | 0 | 42.9 | 104.3802 | 0
6203 | 0 | 0 | 0 | 45.6764 | 0 | 0 | 22.8382 | 0 | 0 | 42.9 | 62.6616 | 0
6204 | 0 | 0 | 0 | 48.7725 | 0 | 0 | 24.3863 | 0 | 0 | 42.9 | 150.6156 | 0
6205 | 0 | 0 | 14 | 51.3765 | 0 | 0 | 25.6882 | 0 | 75.1 | 42.9 | 128.1583 | 0
6206 | 0 | 0 | 5.6 | 55.7597 | 0 | 0 | 27.8799 | 0 | 37.6 | 42.9 | 157.8968 | 0
6207 | 0 | 0 | 0 | 59.1698 | 0 | 0 | 29.5849 | 0 | 0 | 42.9 | 65.2975 | 0
6208 | 0 | 0 | 0 | 57.2613 | 0 | 0 | 28.6306 | 0 | 0 | 42.9 | 54.1417 | 0
6209 | 0 | 0 | 0 | 59.0278 | 0 | 0 | 29.5139 | 0 | 0 | 42.9 | 104.1311 | 0
6210 | 0 | 0 | 0 | 57.3914 | 0 | 0 | 28.6957 | 0 | 37.6 | 42.9 | 176.753 | 0
6211 | 0 | 0 | 0 | 47.1457 | 0 | 0 | 23.5729 | 0 | 75.1 | 42.9 | 466.2938 | 0
6212 | 0 | 0 | 0 | 40.99 | 0 | 0 | 20.495 | 0 | 75.1 | 42.9 | 237.4145 | 0
6213 | 0 | 0 | 0 | 43.0752 | 0 | 0 | 21.5376 | 0 | 75.1 | 42.9 | 303.7963 | 0
6214 | 0 | 0 | 0 | 41.1103 | 0 | 0 | 20.5551 | 0 | 93.9 | 42.9 | 160.4924 | 0
6215 | 0 | 0 | 0 | 41.0681 | 0 | 0 | 20.5341 | 0 | 0 | 0 | 116.1201 | 0
6216 | 0 | 0 | 0 | 41.4329 | 0 | 0 | 20.7165 | 0 | 0 | 0 | 127.2308 | 0
6217 | 0 | 0 | 0 | 42.3825 | 0 | 0 | 21.1913 | 0 | 0 | 0 | 57.2466 | 0
6218 | 0 | 0 | 0 | 42.0215 | 0 | 0 | 21.0107 | 0 | 0 | 0 | 47.0199 | 0
6219 | 0 | 0 | 0 | 38.9458 | 0 | 0 | 19.4729 | 0 | 0 | 0 | 46.6772 | 0
6220 | 0 | 0 | 0 | 43.9033 | 0 | 0 | 21.9517 | 0 | 0 | 0 | 48.284 | 0
6221 | 0 | 0 | 0 | 45.0073 | 0 | 0 | 22.5036 | 0 | 0 | 0 | 49.6637 | 0
6222 | 0 | 0 | 0 | 60.3679 | 0 | 0 | 30.184 | 0 | 0 | 0 | 83.1505 | 0
6223 | 0 | 62.8 | 310.7 | 111.8272 | 0 | 0 | 55.9136 | 0 | 56.3 | 42.9 | 133.2926 | 0
6224 | 0.7 | 88 | 244.1 | 182.4591 | 0 | 0 | 91.2296 | 0 | 37.6 | 43 | 105.9405 | 0
6225 | 2.1 | 36.3 | 0 | 237.9582 | 0 | 0 | 118.9791 | 0 | 0 | 43.2 | 126.9667 | 0
6226 | 3.5 | 9.9 | 0 | 259.4008 | 0 | 0 | 129.7004 | 0 | 0 | 43.4 | 83.7336 | 0
6227 | 3.5 | 0 | 0 | 264.6524 | 0 | 0 | 132.3262 | 0 | 0 | 43.4 | 123.9188 | 0
6228 | 2.8 | 0 | 0 | 264.191 | 0 | 0 | 132.0955 | 0 | 0 | 43.3 | 116.8642 | 0
6229 | 1.4 | 0 | 19.1 | 249.4703 | 0 | 0 | 124.7351 | 0 | 75.1 | 43.1 | 205.55 | 0
6230 | 2.1 | 0 | 7.1 | 243.2895 | 0 | 0 | 121.6447 | 0 | 37.6 | 43.2 | 88.597 | 0
6231 | 3.5 | 0 | 0 | 239.4312 | 0 | 0 | 119.7156 | 0 | 0 | 43.4 | 98.1539 | 0
6232 | 2.8 | 0 | 0 | 214.5364 | 0 | 0 | 107.2682 | 0 | 0 | 43.3 | 124.3179 | 0
6233 | 2.1 | 0 | 0 | 182.2041 | 0 | 0 | 91.102 | 0 | 0 | 43.2 | 224.9525 | 0
6234 | 0.7 | 0 | 4.2 | 153.0366 | 0 | 0 | 76.5183 | 0 | 37.6 | 43 | 109.8126 | 0
6235 | 0 | 0 | 7.2 | 123.9114 | 0 | 0 | 61.9557 | 0 | 75.1 | 42.9 | 153.1516 | 0
6236 | 0 | 0 | 2.8 | 82.6207 | 0 | 0 | 41.3103 | 0 | 75.1 | 42.9 | 211.9003 | 0
6237 | 0 | 0 | 20 | 64.2658 | 0 | 0 | 32.1329 | 0 | 75.1 | 42.9 | 196.4193 | 0
6238 | 0 | 0 | 43.4 | 62.7751 | 0 | 0 | 31.3876 | 0 | 93.9 | 42.9 | 191.5009 | 0
6239 | 0 | 0 | 0 | 60.6221 | 0 | 0 | 30.311 | 0 | 0 | 0 | 156.6098 | 0
6240 | 0 | 0 | 0 | 60.2179 | 0 | 0 | 30.109 | 0 | 0 | 0 | 102.7022 | 0
6241 | 0 | 0 | 0 | 61.2236 | 0 | 0 | 30.6118 | 0 | 0 | 0 | 73.3561 | 0
6242 | 0 | 0 | 0 | 59.6855 | 0 | 0 | 29.8427 | 0 | 0 | 0 | 60.4731 | 0
6243 | 0 | 0 | 0 | 59.4183 | 0 | 0 | 29.7092 | 0 | 0 | 0 | 55.6344 | 0
6244 | 0 | 0 | 0 | 61.5193 | 0 | 0 | 30.7597 | 0 | 0 | 0 | 56.8988 | 0
6245 | 0 | 0 | 0 | 61.5364 | 0 | 0 | 30.7682 | 0 | 0 | 0 | 67.3705 | 0
6246 | 0 | 0 | 0 | 81.7142 | 0 | 0 | 40.8571 | 0 | 0 | 0 | 77.3255 | 0
6247 | 0 | 46.4 | 329.7 | 126.4626 | 0 | 0 | 63.2313 | 0 | 56.3 | 42.9 | 70.2436 | 0
6248 | 0.7 | 43.9 | 219.3 | 190.6318 | 0 | 0 | 95.3159 | 0 | 37.6 | 43 | 92.6522 | 0
6249 | 2.1 | 2.2 | 0 | 256.0149 | 0 | 0 | 128.0074 | 0 | 0 | 43.2 | 71.9725 | 0
6250 | 3.5 | 0 | 0 | 326.3558 | 0 | 0 | 163.1779 | 0 | 0 | 43.4 | 121.2704 | 0
6251 | 3.5 | 0 | 0 | 298.2304 | 0 | 0 | 149.1152 | 0 | 0 | 43.4 | 89.1862 | 0
6252 | 2.8 | 0 | 0 | 250.0988 | 0 | 0 | 125.0494 | 0 | 0 | 43.3 | 72.203 | 0
6253 | 1.4 | 0 | 0 | 232.4704 | 0 | 0 | 116.2352 | 0 | 75.1 | 43.1 | 121.3271 | 0
6254 | 2.1 | 0 | 0 | 226.0392 | 0 | 14.6 | 113.0196 | 0 | 37.6 | 43.2 | 170.9909 | 0
6255 | 3.5 | 0 | 0 | 206.9718 | 0 | 40.8 | 103.4859 | 0 | 0 | 43.4 | 127.6468 | 0
6256 | 2.8 | 0 | 0 | 175.1363 | 0 | 56.3 | 87.5681 | 0 | 0 | 43.3 | 77.9263 | 0
6257 | 2.1 | 0 | 0 | 130.7659 | 0 | 62 | 65.383 | 0 | 0 | 43.2 | 88.8393 | 0
6258 | 0.7 | 0 | 0 | 117.4736 | 0 | 41.4 | 58.7368 | 0 | 37.6 | 43 | 102.2201 | 0
6259 | 0 | 0 | 0 | 80.1525 | 0 | 0 | 40.0762 | 0 | 75.1 | 42.9 | 181.7098 | 0
6260 | 0 | 0 | 0 | 65.8381 | 0 | 0 | 32.919 | 0 | 75.1 | 42.9 | 351.6581 | 0
6261 | 0 | 0 | 0 | 61.66 | 0 | 0 | 30.83 | 0 | 75.1 | 42.9 | 577.2989 | 0
6262 | 0 | 0 | 0 | 60.6924 | 0 | 0 | 30.3462 | 0 | 93.9 | 42.9 | 204.5419 | 0
6263 | 0 | 0 | 0 | 62.569 | 0 | 0 | 31.2845 | 0 | 0 | 0 | 113.924 | 0
6264 | 0 | 0 | 0 | 59.9939 | 0 | 0 | 29.9969 | 0 | 0 | 0 | 100.0687 | 0
6265 | 0 | 0 | 0 | 61.065 | 0 | 0 | 30.5325 | 0 | 0 | 0 | 62.4299 | 0
6266 | 0 | 0 | 0 | 59.1335 | 0 | 0 | 29.5668 | 0 | 0 | 0 | 49.0901 | 0
6267 | 0 | 0 | 0 | 47.7842 | 0 | 0 | 23.8921 | 0 | 0 | 0 | 48.6294 | 0
6268 | 0 | 0 | 0 | 45.4932 | 0 | 0 | 22.7466 | 0 | 0 | 0 | 50.123 | 0
6269 | 0 | 0 | 0 | 42.8499 | 0 | 0 | 21.4249 | 0 | 0 | 0 | 56.5545 | 0
6270 | 0 | 0 | 0 | 67.2724 | 0 | 0 | 33.6362 | 0 | 0 | 0 | 74.6255 | 0
6271 | 0 | 0 | 21.4 | 104.6549 | 0 | 0 | 52.3275 | 0 | 56.3 | 42.9 | 103.2995 | 0
6272 | 0.7 | 0.1 | 16.9 | 158.0131 | 0 | 0 | 79.0065 | 0 | 37.6 | 43 | 67.7152 | 0
6273 | 2.1 | 0 | 0 | 258.1955 | 0 | 0 | 129.0978 | 0 | 0 | 43.2 | 68.7464 | 0
6274 | 3.5 | 0 | 0 | 301.0764 | 0 | 0 | 150.5382 | 0 | 0 | 43.4 | 162.2624 | 0
6275 | 3.5 | 0 | 0 | 316.4591 | 0 | 0 | 158.2295 | 0 | 0 | 43.4 | 88.5994 | 0
6276 | 2.8 | 0 | 0 | 306.5806 | 0 | 0 | 153.2903 | 0 | 0 | 43.3 | 149.3122 | 0
6277 | 1.4 | 0 | 0 | 314.7344 | 0 | 0 | 157.3672 | 0 | 75.1 | 43.1 | 201.2048 | 0
6278 | 2.1 | 0 | 0 | 328.0753 | 0 | 0 | 164.0376 | 0 | 37.6 | 43.2 | 83.4998 | 0
6279 | 3.5 | 0 | 0 | 321.8809 | 0 | 0 | 160.9404 | 0 | 0 | 43.4 | 114.168 | 0
6280 | 2.8 | 0 | 0 | 252.1266 | 0 | 0 | 126.0633 | 0 | 0 | 43.3 | 121.4198 | 0
6281 | 2.1 | 0 | 0 | 171.6748 | 0 | 0 | 85.8374 | 0 | 0 | 43.2 | 188.4893 | 0
6282 | 0.7 | 0 | 0 | 125.7225 | 0 | 0 | 62.8613 | 0 | 37.6 | 43 | 124.0118 | 0
6283 | 0 | 0 | 0 | 83.8291 | 0 | 0 | 41.9145 | 0 | 75.1 | 42.9 | 117.1773 | 0
6284 | 0 | 0 | 0 | 66.7778 | 0 | 0 | 33.3889 | 0 | 75.1 | 42.9 | 164.2046 | 0
6285 | 0 | 0 | 0 | 61.5205 | 0 | 0 | 30.7603 | 0 | 75.1 | 42.9 | 213.8281 | 0
6286 | 0 | 0 | 0 | 59.7862 | 0 | 0 | 29.8931 | 0 | 93.9 | 42.9 | 156.6226 | 0
6287 | 0 | 0 | 0 | 64.2947 | 0 | 0 | 32.1473 | 0 | 0 | 0 | 100.7852 | 0
6288 | 0 | 0 | 0 | 64.9647 | 0 | 0 | 32.4824 | 0 | 0 | 0 | 87.5271 | 0
6289 | 0 | 0 | 0 | 60.4305 | 0 | 0 | 30.2153 | 0 | 0 | 0 | 86.3418 | 0
6290 | 0 | 0 | 0 | 62.5678 | 0 | 0 | 31.2839 | 0 | 0 | 0 | 69.7845 | 0
6291 | 0 | 0 | 0 | 61.9566 | 0 | 0 | 30.9783 | 0 | 0 | 0 | 47.8256 | 0
6292 | 0 | 0 | 0 | 60.5709 | 0 | 0 | 30.2855 | 0 | 0 | 0 | 49.6622 | 0
6293 | 0 | 0 | 0 | 60.5737 | 0 | 0 | 30.2869 | 0 | 0 | 0 | 57.9398 | 0
6294 | 0 | 0 | 0 | 76.1009 | 0 | 0 | 38.0504 | 0 | 0 | 0 | 73.8161 | 0
6295 | 0 | 5.6 | 76.7 | 124.4481 | 0 | 0 | 62.2241 | 0 | 56.3 | 42.9 | 110.176 | 0
6296 | 0.7 | 16.1 | 60.3 | 207.4355 | 0 | 0 | 103.7177 | 0 | 37.6 | 43 | 74.7402 | 0
6297 | 2.1 | 0.6 | 0 | 300.9255 | 0 | 0 | 150.4627 | 0 | 0 | 43.2 | 50.6953 | 0
6298 | 3.5 | 0 | 0 | 276.9591 | 0 | 0 | 138.4796 | 0 | 0 | 43.4 | 50.8111 | 0
6299 | 3.5 | 0 | 0 | 269.3267 | 0 | 0 | 134.6633 | 0 | 0 | 43.4 | 55.1721 | 0
6300 | 2.8 | 0 | 0 | 254.9261 | 0 | 0 | 127.4631 | 0 | 0 | 43.3 | 109.9334 | 0
6301 | 1.4 | 0 | 0 | 244.6686 | 0 | 0 | 122.3343 | 0 | 75.1 | 43.1 | 292.9093 | 0
6302 | 2.1 | 0 | 0 | 256.9481 | 0 | 0 | 128.474 | 0.3 | 37.6 | 43.2 | 91.8215 | 0
6303 | 3.5 | 0 | 0 | 235.1221 | 0 | 0 | 117.561 | 8.9 | 0 | 43.4 | 162.5839 | 0
6304 | 2.8 | 0 | 0 | 184.0214 | 0 | 0 | 92.0107 | 16 | 0 | 43.3 | 146.2169 | 0
6305 | 2.1 | 0 | 0 | 151.1907 | 0 | 1.2 | 75.5954 | 28.7 | 0 | 43.2 | 193.0112 | 0
6306 | 0.7 | 0 | 0 | 133.8958 | 0 | 0 | 66.9479 | 19.4 | 37.6 | 43 | 209.2904 | 0
6307 | 0 | 0 | 0 | 102.0411 | 0 | 0 | 51.0205 | 0 | 75.1 | 42.9 | 290.6288 | 0
6308 | 0 | 0 | 0 | 79.7781 | 0 | 0 | 39.889 | 0 | 75.1 | 42.9 | 229.8718 | 0
6309 | 0 | 0 | 0 | 63.8499 | 0 | 0 | 31.925 | 0 | 75.1 | 42.9 | 207.5393 | 0
6310 | 0 | 0 | 0 | 61.7319 | 0 | 0 | 30.866 | 0 | 93.9 | 42.9 | 262.1106 | 0
6311 | 0 | 0 | 0 | 62.9326 | 0 | 0 | 31.4663 | 0 | 0 | 0 | 180.3795 | 0
6312 | 0 | 0 | 0 | 62.3679 | 0 | 0 | 31.1839 | 0 | 0 | 0 | 101.9784 | 0
6313 | 0 | 0 | 0 | 60.6803 | 0 | 0 | 30.3402 | 0 | 0 | 0 | 78.7664 | 0
6314 | 0 | 0 | 0 | 61.6052 | 0 | 0 | 30.8026 | 0 | 0 | 0 | 61.7404 | 0
6315 | 0 | 0 | 0 | 58.9175 | 0 | 0 | 29.4588 | 0 | 0 | 0 | 50.4672 | 0
6316 | 0 | 0 | 0 | 58.624 | 0 | 0 | 29.312 | 0 | 0 | 0 | 47.7093 | 0
6317 | 0 | 0 | 0 | 58.3646 | 0 | 0 | 29.1823 | 0 | 0 | 0 | 55.1732 | 0
6318 | 0 | 0 | 0 | 76.8096 | 0 | 0 | 38.4048 | 0 | 0 | 0 | 68.1728 | 0
6319 | 0 | 0 | 5.9 | 119.1063 | 0 | 0 | 59.5532 | 0 | 56.3 | 42.9 | 95.395 | 0
6320 | 0.7 | 0 | 8.6 | 201.3914 | 0 | 0 | 100.6957 | 0 | 37.6 | 43 | 85.5138 | 0
6321 | 2.1 | 0 | 0 | 302.0412 | 0 | 0 | 151.0206 | 0 | 0 | 43.2 | 87.1754 | 0
6322 | 3.5 | 0 | 0 | 348.2863 | 0 | 0 | 174.1431 | 0 | 0 | 43.4 | 103.059 | 0
6323 | 3.5 | 0 | 0 | 292.3623 | 0 | 0 | 146.1811 | 0 | 0 | 43.4 | 101.4969 | 0
6324 | 2.8 | 0 | 0 | 277.7157 | 0 | 0 | 138.8578 | 0 | 0 | 43.3 | 74.6259 | 0
6325 | 1.4 | 0 | 0 | 235.922 | 0 | 0 | 117.961 | 0 | 75.1 | 43.1 | 95.6317 | 0
6326 | 2.1 | 0 | 0 | 224.8038 | 0 | 0 | 112.4019 | 0 | 37.6 | 43.2 | 127.8839 | 0
6327 | 3.5 | 0 | 0 | 219.7856 | 0 | 0 | 109.8928 | 0 | 0 | 43.4 | 187.3705 | 0
6328 | 2.8 | 0 | 0 | 181.8833 | 0 | 0 | 90.9416 | 0 | 0 | 43.3 | 106.3012 | 0
6329 | 2.1 | 0 | 0 | 143.6165 | 0 | 0 | 71.8083 | 0 | 0 | 43.2 | 132.5992 | 0
6330 | 0.7 | 0 | 0 | 128.2115 | 0 | 0 | 64.1058 | 0 | 37.6 | 43 | 190.3054 | 0
6331 | 0 | 0 | 0 | 82.9089 | 0 | 0 | 41.4545 | 0 | 75.1 | 42.9 | 291.9219 | 0
6332 | 0 | 0 | 0 | 62.8176 | 0 | 0 | 31.4088 | 0 | 75.1 | 42.9 | 166.7406 | 0
6333 | 0 | 0 | 0 | 57.1637 | 0 | 0 | 28.5818 | 0 | 75.1 | 42.9 | 246.2269 | 0
6334 | 0 | 0 | 0 | 62.2371 | 0 | 0 | 31.1185 | 0 | 93.9 | 42.9 | 252.7548 | 0
6335 | 0 | 0 | 0 | 57.3787 | 0 | 0 | 28.6894 | 0 | 0 | 0 | 147.1586 | 0
6336 | 0 | 0 | 0 | 55.9577 | 0 | 0 | 27.9789 | 0 | 0 | 0 | 98.5143 | 0
6337 | 0 | 0 | 0 | 43.6272 | 0 | 0 | 21.8136 | 0 | 0 | 0 | 72.6644 | 0
6338 | 0 | 0 | 0 | 41.0396 | 0 | 0 | 20.5198 | 0 | 0 | 0 | 53.1084 | 0
6339 | 0 | 0 | 0 | 40.9758 | 0 | 0 | 20.4879 | 0 | 0 | 0 | 51.7297 | 0
6340 | 0 | 0 | 0 | 42.9999 | 0 | 0 | 21.4999 | 0 | 0 | 0 | 48.6277 | 0
6341 | 0 | 0 | 0 | 43.792 | 0 | 0 | 21.896 | 0 | 0 | 0 | 46.5643 | 0
6342 | 0 | 0 | 0 | 51.2891 | 0 | 0 | 25.6445 | 0 | 0 | 0 | 88.362 | 0
6343 | 0 | 1.2 | 59.2 | 68.0298 | 0 | 0 | 34.0149 | 0 | 56.3 | 42.9 | 77.2087 | 0
6344 | 0 | 8.8 | 71.8 | 68.2217 | 0 | 0 | 34.1108 | 0 | 37.6 | 42.9 | 60.1252 | 0
6345 | 0 | 2.4 | 0 | 68.9184 | 0 | 0 | 34.4592 | 0 | 0 | 42.9 | 80.5446 | 0
6346 | 0 | 0 | 0 | 62.2225 | 0 | 0 | 31.1113 | 0 | 0 | 42.9 | 182.0317 | 0
6347 | 0 | 0 | 0 | 56.9755 | 0 | 0 | 28.4878 | 0 | 0 | 42.9 | 77.3274 | 0
6348 | 0 | 0 | 0 | 55.3391 | 0 | 0 | 27.6696 | 0 | 0 | 42.9 | 230.8887 | 0
6349 | 0 | 0 | 6 | 56.9275 | 0 | 0 | 28.4637 | 0 | 75.1 | 42.9 | 219.0832 | 0
6350 | 0 | 0 | 4.7 | 58.5887 | 0 | 0 | 29.2943 | 0 | 37.6 | 42.9 | 124.1061 | 0
6351 | 0 | 0 | 0 | 62.6338 | 0 | 0 | 31.3169 | 0 | 0 | 42.9 | 122.4536 | 0
6352 | 0 | 0 | 0 | 63.7306 | 0 | 0 | 31.8653 | 0 | 0 | 42.9 | 92.5319 | 0
6353 | 0 | 0 | 0 | 62.1153 | 0 | 0 | 31.0576 | 0 | 0 | 42.9 | 115.0148 | 0
6354 | 0 | 0 | 5.5 | 62.7258 | 0 | 0 | 31.3629 | 0 | 37.6 | 42.9 | 257.6578 | 0
6355 | 0 | 0 | 4.1 | 45.6751 | 0 | 0 | 22.8376 | 0 | 75.1 | 42.9 | 216.4088 | 0
6356 | 0 | 0 | 0 | 43.7614 | 0 | 0 | 21.8807 | 0 | 75.1 | 42.9 | 306.3983 | 0
6357 | 0 | 0 | 4.6 | 42.2034 | 0 | 0 | 21.1017 | 0 | 75.1 | 42.9 | 381.9244 | 0
6358 | 0 | 0 | 7.7 | 43.7589 | 0 | 0 | 21.8794 | 0 | 93.9 | 42.9 | 242.8853 | 0
6359 | 0 | 0 | 0 | 42.8548 | 0 | 0 | 21.4274 | 0 | 0 | 0 | 158.5485 | 0
6360 | 0 | 0 | 0 | 42.9261 | 0 | 0 | 21.4631 | 0 | 0 | 0 | 111.7556 | 0
6361 | 0 | 0 | 0 | 39.4975 | 0 | 0 | 19.7487 | 0 | 0 | 0 | 80.4253 | 0
6362 | 0 | 0 | 0 | 43.5171 | 0 | 0 | 21.7586 | 0 | 0 | 0 | 76.6171 | 0
6363 | 0 | 0 | 0 | 41.1063 | 0 | 0 | 20.5531 | 0 | 0 | 0 | 69.4398 | 0
6364 | 0 | 0 | 0 | 45.0138 | 0 | 0 | 22.5069 | 0 | 0 | 0 | 68.0584 | 0
6365 | 0 | 0 | 0 | 42.2877 | 0 | 0 | 21.1438 | 0 | 0 | 0 | 64.8402 | 0
6366 | 0 | 0 | 0 | 47.1135 | 0 | 0 | 23.5567 | 0 | 0 | 0 | 58.171 | 0
6367 | 0 | 4.7 | 110.1 | 56.3309 | 0 | 0 | 28.1654 | 0 | 56.3 | 42.9 | 77.3283 | 0
6368 | 0 | 0.8 | 96 | 60.42 | 0 | 0 | 30.21 | 0 | 37.6 | 42.9 | 66.4471 | 0
6369 | 0 | 0 | 0 | 60.8542 | 0 | 0 | 30.4271 | 0 | 0 | 42.9 | 70.9352 | 0
6370 | 0 | 0 | 0 | 57.9518 | 0 | 0 | 28.9759 | 0 | 0 | 42.9 | 150.6282 | 0
6371 | 0 | 0 | 0 | 64.6154 | 0 | 0 | 32.3077 | 0 | 0 | 42.9 | 176.5546 | 0
6372 | 0 | 0 | 0 | 67.9945 | 0 | 0 | 33.9973 | 0 | 0 | 42.9 | 163.0253 | 0
6373 | 0 | 0 | 0 | 73.7445 | 0 | 0 | 36.8723 | 0 | 75.1 | 42.9 | 76.9705 | 0
6374 | 0 | 0 | 0 | 81.1448 | 0 | 0 | 40.5724 | 0 | 37.6 | 42.9 | 132.1958 | 0
6375 | 0 | 0 | 0 | 84.4923 | 0 | 0 | 42.2462 | 0 | 0 | 42.9 | 95.513 | 0
6376 | 0 | 0 | 0 | 84.0116 | 0 | 0 | 42.0058 | 0 | 0 | 42.9 | 120.0801 | 0
6377 | 0 | 0 | 0 | 82.3966 | 0 | 0 | 41.1983 | 0 | 0 | 42.9 | 111.6336 | 0
6378 | 0 | 0 | 0 | 82.3492 | 0 | 0 | 41.1746 | 0 | 37.6 | 42.9 | 205.0068 | 0
6379 | 0 | 0 | 0 | 66.8676 | 0 | 0 | 33.4338 | 0 | 75.1 | 42.9 | 326.2135 | 0
6380 | 0 | 0 | 0 | 54.9803 | 0 | 0 | 27.4901 | 0 | 75.1 | 42.9 | 234.9659 | 0
6381 | 0 | 0 | 0 | 45.8289 | 0 | 0 | 22.9144 | 0 | 75.1 | 42.9 | 238.3836 | 0
6382 | 0 | 0 | 0 | 45.6206 | 0 | 0 | 22.8103 | 0 | 93.9 | 42.9 | 355.7943 | 0
6383 | 0 | 0 | 0 | 42.1473 | 0 | 0 | 21.0736 | 0 | 0 | 0 | 189.6866 | 0
6384 | 0 | 0 | 0 | 39.9137 | 0 | 0 | 19.9568 | 0 | 0 | 0 | 109.5719 | 0
6385 | 0 | 0 | 0 | 41.5154 | 0 | 0 | 20.7577 | 0 | 0 | 0 | 68.978 | 0
6386 | 0 | 0 | 0 | 39.9924 | 0 | 0 | 19.9962 | 0 | 0 | 0 | 57.2454 | 0
6387 | 0 | 0 | 0 | 42.9525 | 0 | 0 | 21.4762 | 0 | 0 | 0 | 61.2797 | 0
6388 | 0 | 0 | 0 | 43.0709 | 0 | 0 | 21.5354 | 0 | 0 | 0 | 61.2791 | 0
6389 | 0 | 0 | 0 | 42.9723 | 0 | 0 | 21.4862 | 0 | 0 | 0 | 86.1028 | 0
6390 | 0 | 0 | 0 | 60.6906 | 0 | 0 | 30.3453 | 0 | 0 | 0 | 92.0554 | 0
6391 | 0 | 3.2 | 95.3 | 88.3936 | 0 | 0 | 44.1968 | 0 | 56.3 | 42.9 | 151.8853 | 0
6392 | 0.7 | 6 | 55.8 | 165.948 | 0 | 0 | 82.974 | 0 | 37.6 | 43 | 167.8807 | 0
6393 | 2.1 | 0 | 0 | 274.2225 | 0 | 0 | 137.1113 | 0 | 0 | 43.2 | 96.5937 | 0
6394 | 3.5 | 0 | 0 | 342.2951 | 0 | 0 | 171.1476 | 0 | 0 | 43.4 | 84.2085 | 0
6395 | 3.5 | 0 | 0 | 325.1276 | 0 | 0 | 162.5638 | 0 | 0 | 43.4 | 106.5513 | 0
6396 | 2.8 | 0 | 0 | 277.9571 | 0 | 0 | 138.9785 | 0 | 0 | 43.3 | 139.7059 | 0
6397 | 1.4 | 0 | 0 | 240.0483 | 0 | 4.1 | 120.0242 | 0 | 75.1 | 43.1 | 147.5543 | 0
6398 | 2.1 | 0 | 0 | 206.1183 | 0 | 41.4 | 103.0591 | 0 | 37.6 | 43.2 | 52.8794 | 0
6399 | 3.5 | 0 | 0 | 176.6599 | 0 | 75.9 | 88.3299 | 0 | 0 | 43.4 | 91.5772 | 0
6400 | 2.8 | 0 | 0 | 152.8882 | 0 | 90.9 | 76.4441 | 0 | 0 | 43.3 | 88.8381 | 0
6401 | 2.1 | 0 | 0 | 96.8505 | 0 | 94.4 | 48.4252 | 0 | 0 | 43.2 | 112.9639 | 0
6402 | 0.7 | 0 | 0 | 78.6354 | 0 | 70 | 39.3177 | 0 | 37.6 | 43 | 253.3699 | 0
6403 | 0 | 0 | 0 | 56.9421 | 0 | 0.1 | 28.471 | 0 | 75.1 | 42.9 | 140.0799 | 0
6404 | 0 | 0 | 0 | 43.8311 | 0 | 0 | 21.9155 | 0 | 75.1 | 42.9 | 222.6919 | 0
6405 | 0 | 0 | 0 | 39.7417 | 0 | 0 | 19.8708 | 0 | 75.1 | 42.9 | 185.4046 | 0
6406 | 0 | 0 | 0 | 41.1698 | 0 | 0 | 20.5849 | 0 | 93.9 | 42.9 | 146.4235 | 0
6407 | 0 | 0 | 0 | 41.0601 | 0 | 0 | 20.53 | 0 | 0 | 0 | 146.6958 | 0
6408 | 0 | 0 | 0 | 42.902 | 0 | 0 | 21.451 | 0 | 0 | 0 | 107.5205 | 0
6409 | 0 | 0 | 0 | 44.8839 | 0 | 0 | 22.442 | 0 | 0 | 0 | 109.571 | 0
6410 | 0 | 0 | 0 | 40.4635 | 0 | 0 | 20.2317 | 0 | 0 | 0 | 85.8661 | 0
6411 | 0 | 0 | 0 | 44.0484 | 0 | 0 | 22.0242 | 0 | 0 | 0 | 84.6882 | 0
6412 | 0 | 0 | 0 | 43.5779 | 0 | 0 | 21.7889 | 0 | 0 | 0 | 82.7911 | 0
6413 | 0 | 0 | 0 | 43.8791 | 0 | 0 | 21.9396 | 0 | 0 | 0 | 85.1588 | 0
6414 | 0 | 0 | 0 | 69.2745 | 0 | 0 | 34.6372 | 0 | 0 | 0 | 117.3534 | 0
6415 | 0 | 0 | 0 | 114.9472 | 0 | 0 | 57.4736 | 0 | 56.3 | 42.9 | 118.6573 | 0
6416 | 0.7 | 0 | 0 | 166.8397 | 0 | 0 | 83.4198 | 0 | 37.6 | 43 | 110.7796 | 0
6417 | 2.1 | 0 | 0 | 256.2365 | 0 | 0 | 128.1182 | 0 | 0 | 43.2 | 90.1459 | 0
6418 | 3.5 | 0 | 0 | 273.2531 | 0 | 0 | 136.6265 | 0 | 0 | 43.4 | 94.0831 | 0
6419 | 3.5 | 0 | 0 | 250.8826 | 0 | 0 | 125.4413 | 0 | 0 | 43.4 | 114.5295 | 0
6420 | 2.8 | 0 | 0 | 236.667 | 0 | 0 | 118.3335 | 0 | 0 | 43.3 | 139.3355 | 0
6421 | 1.4 | 0 | 0 | 234.3033 | 0 | 0 | 117.1516 | 0 | 75.1 | 43.1 | 201.538 | 0
6422 | 2.1 | 0 | 0 | 231.836 | 0 | 0 | 115.918 | 0 | 37.6 | 43.2 | 195.5017 | 0
6423 | 3.5 | 0 | 0 | 236.046 | 0 | 0 | 118.023 | 0 | 0 | 43.4 | 215.8497 | 0
6424 | 2.8 | 0 | 0 | 223.0267 | 0 | 0 | 111.5134 | 0 | 0 | 43.3 | 179.4103 | 0
6425 | 2.1 | 0 | 0 | 158.6658 | 0 | 0 | 79.3329 | 0 | 0 | 43.2 | 143.8774 | 0
6426 | 0.7 | 0 | 0 | 164.2794 | 0 | 0 | 82.1397 | 0 | 37.6 | 43 | 161.7191 | 0
6427 | 0 | 0 | 0 | 123.316 | 0 | 0 | 61.658 | 0 | 75.1 | 42.9 | 297.7837 | 0
6428 | 0 | 0 | 0 | 66.3064 | 0 | 0 | 33.1532 | 0 | 75.1 | 42.9 | 287.43 | 0
6429 | 0 | 0 | 0 | 41.5036 | 0 | 0 | 20.7518 | 0 | 75.1 | 42.9 | 243.2549 | 0
6430 | 0 | 0 | 0 | 41.974 | 0 | 0 | 20.987 | 0 | 93.9 | 42.9 | 223.8549 | 0
6431 | 0 | 0 | 0 | 42.4668 | 0 | 0 | 21.2334 | 0 | 0 | 0 | 155.0087 | 0
6432 | 0 | 0 | 0 | 43.0721 | 0 | 0 | 21.536 | 0 | 0 | 0 | 109.939 | 0
6433 | 0 | 0 | 0 | 42.5465 | 0 | 0 | 21.2732 | 0 | 0 | 0 | 84.4453 | 0
6434 | 0 | 0 | 0 | 42.1997 | 0 | 0 | 21.0998 | 0 | 0 | 0 | 48.9744 | 0
6435 | 0 | 0 | 0 | 39.9992 | 0 | 0 | 19.9996 | 0 | 0 | 0 | 48.5149 | 0
6436 | 0 | 0 | 0 | 42.685 | 0 | 0 | 21.3425 | 0 | 0 | 0 | 53.9125 | 0
6437 | 0 | 0 | 0 | 41.0322 | 0 | 0 | 20.5161 | 0 | 0 | 0 | 53.5691 | 0
6438 | 0 | 0 | 0 | 60.4981 | 0 | 0 | 30.2491 | 0 | 0 | 0 | 74.8559 | 0
6439 | 0 | 7.4 | 42 | 100.2959 | 0 | 0 | 50.1479 | 0 | 56.3 | 42.9 | 74.9715 | 0
6440 | 0.7 | 12.6 | 29.6 | 128.4158 | 0 | 0 | 64.2079 | 0 | 37.6 | 43 | 68.7472 | 0
6441 | 2.1 | 0 | 0 | 178.1617 | 0 | 0 | 89.0809 | 0 | 0 | 43.2 | 50.9261 | 0
6442 | 3.5 | 0 | 0 | 205.1439 | 0 | 0 | 102.572 | 0 | 0 | 43.4 | 90.8587 | 0
6443 | 3.5 | 0 | 0 | 198.1331 | 0 | 0 | 99.0666 | 0 | 0 | 43.4 | 131.6055 | 0
6444 | 2.8 | 0 | 0 | 184.19 | 0 | 0 | 92.095 | 0 | 0 | 43.3 | 146.3804 | 0
6445 | 1.4 | 0 | 0 | 158.4222 | 0 | 0 | 79.2111 | 0 | 75.1 | 43.1 | 177.9889 | 0
6446 | 2.1 | 0 | 0 | 159.7527 | 0 | 0 | 79.8763 | 0 | 37.6 | 43.2 | 130.0305 | 0
6447 | 3.5 | 0 | 0 | 155.1695 | 0 | 0 | 77.5848 | 0 | 0 | 43.4 | 117.9528 | 0
6448 | 2.8 | 0 | 0 | 119.7996 | 0 | 1.8 | 59.8998 | 0 | 0 | 43.3 | 99.3511 | 0
6449 | 2.1 | 0 | 0 | 89.7855 | 0 | 4.9 | 44.8927 | 0 | 0 | 43.2 | 97.9194 | 0
6450 | 0.7 | 0 | 0 | 91.8709 | 0 | 0.9 | 45.9355 | 0 | 37.6 | 43 | 107.5214 | 0
6451 | 0 | 0 | 0 | 52.6211 | 0 | 0 | 26.3106 | 0 | 75.1 | 42.9 | 156.4597 | 0
6452 | 0 | 0 | 0 | 44.2362 | 0 | 0 | 22.1181 | 0 | 75.1 | 42.9 | 247.499 | 0
6453 | 0 | 0 | 0 | 41.5656 | 0 | 0 | 20.7828 | 0 | 75.1 | 42.9 | 255.5701 | 0
6454 | 0 | 0 | 0 | 43.3771 | 0 | 0 | 21.6885 | 0 | 93.9 | 42.9 | 216.4842 | 0
6455 | 0 | 0 | 0 | 42.0224 | 0 | 0 | 21.0112 | 0 | 0 | 0 | 138.5067 | 0
6456 | 0 | 0 | 0 | 41.8668 | 0 | 0 | 20.9334 | 0 | 0 | 0 | 90.6212 | 0
6457 | 0 | 0 | 0 | 41.6368 | 0 | 0 | 20.8184 | 0 | 0 | 0 | 58.5186 | 0
6458 | 0 | 0 | 0 | 39.7324 | 0 | 0 | 19.8662 | 0 | 0 | 0 | 51.0408 | 0
6459 | 0 | 0 | 0 | 40.4774 | 0 | 0 | 20.2387 | 0 | 0 | 0 | 46.1072 | 0
6460 | 0 | 0 | 0 | 41.0124 | 0 | 0 | 20.5062 | 0 | 0 | 0 | 50.81 | 0
6461 | 0 | 0 | 0 | 40.0767 | 0 | 0 | 20.0383 | 0 | 0 | 0 | 84.6871 | 0
6462 | 0 | 0 | 0 | 65.4652 | 0 | 0 | 32.7326 | 0 | 0 | 0 | 74.3926 | 0
6463 | 0 | 0 | 9.9 | 110.5311 | 0 | 0 | 55.2655 | 0 | 56.3 | 42.9 | 89.546 | 0
6464 | 0.7 | 0 | 10 | 163.5253 | 0 | 0 | 81.7627 | 0 | 37.6 | 43 | 75.5591 | 0
6465 | 2.1 | 0 | 0 | 242.4301 | 0 | 0 | 121.215 | 0 | 0 | 43.2 | 83.2682 | 0
6466 | 3.5 | 0 | 0 | 296.0321 | 0 | 0 | 148.016 | 0 | 0 | 43.4 | 154.2365 | 0
6467 | 3.5 | 0 | 0 | 314.7675 | 0 | 0 | 157.3838 | 0 | 0 | 43.4 | 130.0413 | 0
6468 | 2.8 | 0 | 0 | 270.8568 | 0 | 0 | 135.4284 | 0 | 0 | 43.3 | 166.7516 | 0
6469 | 1.4 | 0 | 0 | 240.3396 | 0 | 0 | 120.1698 | 0 | 75.1 | 43.1 | 295.1498 | 0
6470 | 2.1 | 0 | 0 | 209.9179 | 0 | 0 | 104.959 | 0 | 37.6 | 43.2 | 143.2013 | 0
6471 | 3.5 | 0 | 0 | 206.0761 | 0 | 0 | 103.0381 | 0 | 0 | 43.4 | 166.558 | 0
6472 | 2.8 | 0 | 0 | 178.2842 | 0 | 0 | 89.1421 | 0 | 0 | 43.3 | 144.4896 | 0
6473 | 2.1 | 0 | 0 | 132.1863 | 0 | 0 | 66.0931 | 0 | 0 | 43.2 | 115.8798 | 0
6474 | 0.7 | 0 | 0 | 133.0203 | 0 | 0 | 66.5101 | 0 | 37.6 | 43 | 143.0006 | 0
6475 | 0 | 0 | 0 | 92.0055 | 0 | 0 | 46.0027 | 0 | 75.1 | 42.9 | 463.4536 | 0
6476 | 0 | 0 | 0 | 59.6136 | 0 | 0 | 29.8068 | 0 | 75.1 | 42.9 | 173.463 | 0
6477 | 0 | 0 | 0 | 44.5275 | 0 | 0 | 22.2637 | 0 | 75.1 | 42.9 | 295.5174 | 0
6478 | 0 | 0 | 0 | 42.981 | 0 | 0 | 21.4905 | 0 | 93.9 | 42.9 | 221.5971 | 0
6479 | 0 | 0 | 0 | 41.5628 | 0 | 0 | 20.7814 | 0 | 0 | 0 | 123.6219 | 0
6480 | 0 | 0 | 0 | 42.9943 | 0 | 0 | 21.4972 | 0 | 0 | 0 | 83.1494 | 0
6481 | 0 | 0 | 0 | 42.381 | 0 | 0 | 21.1905 | 0 | 0 | 0 | 67.5997 | 0
6482 | 0 | 0 | 0 | 43.0647 | 0 | 0 | 21.5323 | 0 | 0 | 0 | 58.7493 | 0
6483 | 0 | 0 | 0 | 40.5084 | 0 | 0 | 20.2542 | 0 | 0 | 0 | 47.7114 | 0
6484 | 0 | 0 | 0 | 44.0276 | 0 | 0 | 22.0138 | 0 | 0 | 0 | 51.0418 | 0
6485 | 0 | 0 | 0 | 42.0844 | 0 | 0 | 21.0422 | 0 | 0 | 0 | 63.8072 | 0
6486 | 0 | 0 | 0 | 54.891 | 0 | 0 | 27.4455 | 0 | 0 | 0 | 88.4804 | 0
6487 | 0 | 11.9 | 117.4 | 92.2193 | 0 | 0 | 46.1096 | 0 | 56.3 | 42.9 | 84.0902 | 0
6488 | 0.7 | 19.1 | 92.9 | 144.1307 | 0 | 0 | 72.0653 | 0 | 37.6 | 43 | 59.5521 | 0
6489 | 2.1 | 2.5 | 0 | 238.8697 | 0 | 0 | 119.4348 | 0 | 0 | 43.2 | 54.7148 | 0
6490 | 3.5 | 0 | 0 | 300.9022 | 0 | 0 | 150.4511 | 0 | 0 | 43.4 | 50.9271 | 0
6491 | 3.5 | 0 | 0 | 287.8449 | 0 | 0 | 143.9224 | 0 | 0 | 43.4 | 66.5629 | 0
6492 | 2.8 | 0 | 0 | 305.4677 | 0 | 0 | 152.7338 | 0 | 0 | 43.3 | 176.4379 | 0
6493 | 1.4 | 0 | 0 | 303.3562 | 0 | 0 | 151.6781 | 0 | 75.1 | 43.1 | 156.8385 | 0
6494 | 2.1 | 0 | 0 | 337.2124 | 0 | 0 | 168.6062 | 0 | 37.6 | 43.2 | 130.1904 | 0
6495 | 3.5 | 0 | 0 | 317.6603 | 0 | 0 | 158.8302 | 0 | 0 | 43.4 | 107.6392 | 0
6496 | 2.8 | 0 | 0 | 257.8605 | 0 | 0 | 128.9302 | 0 | 0 | 43.3 | 118.7218 | 0
6497 | 2.1 | 0 | 0 | 165.5761 | 0 | 0 | 82.788 | 0 | 0 | 43.2 | 127.8935 | 0
6498 | 0.7 | 0 | 0 | 113.983 | 0 | 0 | 56.9915 | 0 | 37.6 | 43 | 107.2717 | 0
6499 | 0 | 0 | 0 | 74.8395 | 0 | 0 | 37.4197 | 0 | 75.1 | 42.9 | 221.9988 | 0
6500 | 0 | 0 | 0 | 57.5746 | 0 | 0 | 28.7873 | 0 | 75.1 | 42.9 | 176.3724 | 0
6501 | 0 | 0 | 0 | 43.9086 | 0 | 0 | 21.9543 | 0 | 75.1 | 42.9 | 190.0943 | 0
6502 | 0 | 0 | 0 | 44.2486 | 0 | 0 | 22.1243 | 0 | 93.9 | 42.9 | 170.3878 | 0
6503 | 0 | 0 | 0 | 43.77 | 0 | 0 | 21.885 | 0 | 0 | 0 | 136.6485 | 0
6504 | 0 | 0 | 0 | 39.4414 | 0 | 0 | 19.7207 | 0 | 0 | 0 | 111.1445 | 0
6505 | 0 | 0 | 0 | 41.4819 | 0 | 0 | 20.7409 | 0 | 0 | 0 | 70.5884 | 0
6506 | 0 | 0 | 0 | 41.1239 | 0 | 0 | 20.562 | 0 | 0 | 0 | 57.246 | 0
6507 | 0 | 0 | 0 | 40.2602 | 0 | 0 | 20.1301 | 0 | 0 | 0 | 51.845 | 0
6508 | 0 | 0 | 0 | 42.4284 | 0 | 0 | 21.2142 | 0 | 0 | 0 | 46.1077 | 0
6509 | 0 | 0 | 0 | 41.9396 | 0 | 0 | 20.9698 | 0 | 0 | 0 | 47.0194 | 0
6510 | 0 | 0 | 0 | 45.4102 | 0 | 0 | 22.7051 | 0 | 0 | 0 | 85.2784 | 0
6511 | 0 | 6.4 | 130.7 | 62.9629 | 0 | 0 | 31.4815 | 0 | 56.3 | 42.9 | 108.8485 | 0
6512 | 0 | 2.8 | 82.2 | 70.0533 | 0 | 0 | 35.0267 | 0 | 37.6 | 42.9 | 93.368 | 0
6513 | 0 | 0 | 0 | 64.224 | 0 | 0 | 32.112 | 0 | 0 | 42.9 | 88.7184 | 0
6514 | 0 | 0 | 0 | 62.5151 | 0 | 0 | 31.2575 | 0 | 0 | 42.9 | 71.8583 | 0
6515 | 0 | 0 | 0 | 62.092 | 0 | 0 | 31.046 | 0 | 0 | 42.9 | 194.1248 | 0
6516 | 0 | 0 | 0 | 62.8262 | 0 | 0 | 31.4131 | 0 | 0 | 42.9 | 108.9683 | 0
6517 | 0 | 0 | 0 | 58.1176 | 0 | 0 | 29.0588 | 0 | 75.1 | 42.9 | 126.3958 | 0
6518 | 0 | 0 | 0 | 54.5615 | 0 | 1.9 | 27.2808 | 0 | 37.6 | 42.9 | 202.5764 | 0
6519 | 0 | 0 | 0 | 50.377 | 0 | 18 | 25.1885 | 0 | 0 | 42.9 | 228.535 | 0
6520 | 0 | 0 | 0 | 53.7957 | 0 | 32.1 | 26.8979 | 0 | 0 | 42.9 | 133.3509 | 0
6521 | 0 | 0 | 0 | 54.856 | 0 | 34.3 | 27.428 | 0 | 0 | 42.9 | 198.5296 | 0
6522 | 0 | 0 | 0 | 60.2644 | 0 | 15.7 | 30.1322 | 0 | 37.6 | 42.9 | 139.7216 | 0
6523 | 0 | 0 | 0 | 43.0864 | 0 | 0 | 21.5432 | 0 | 75.1 | 42.9 | 183.1416 | 0
6524 | 0 | 0 | 0 | 45.0612 | 0 | 0 | 22.5306 | 0 | 75.1 | 42.9 | 233.4528 | 0
6525 | 0 | 0 | 0 | 40.408 | 0 | 0 | 20.204 | 0 | 75.1 | 42.9 | 170.2453 | 0
6526 | 0 | 0 | 0 | 43.2971 | 0 | 0 | 21.6486 | 0 | 93.9 | 42.9 | 156.5324 | 0
6527 | 0 | 0 | 0 | 44.3539 | 0 | 0 | 22.177 | 0 | 0 | 0 | 163.1517 | 0
6528 | 0 | 0 | 0 | 43.8516 | 0 | 0 | 21.9258 | 0 | 0 | 0 | 194.1796 | 0
6529 | 0 | 0 | 0 | 40.7638 | 0 | 0 | 20.3819 | 0 | 0 | 0 | 70.1275 | 0
6530 | 0 | 0 | 0 | 41.4016 | 0 | 0 | 20.7008 | 0 | 0 | 0 | 57.0169 | 0
6531 | 0 | 0 | 0 | 44.6601 | 0 | 0 | 22.3301 | 0 | 0 | 0 | 47.5949 | 0
6532 | 0 | 0 | 0 | 42.2223 | 0 | 0 | 21.1111 | 0 | 0 | 0 | 47.4798 | 0
6533 | 0 | 0 | 0 | 40.871 | 0 | 0 | 20.4355 | 0 | 0 | 0 | 56.4377 | 0
6534 | 0 | 0 | 0 | 55.279 | 0 | 0 | 27.6395 | 0 | 0 | 0 | 128.4647 | 0
6535 | 0 | 0 | 0 | 76.5022 | 0 | 0 | 38.2511 | 0 | 56.3 | 42.9 | 86.1045 | 0
6536 | 0 | 0 | 1.4 | 72.0371 | 0 | 0 | 36.0186 | 0 | 37.6 | 42.9 | 54.0264 | 0
6537 | 0 | 0 | 0 | 68.0872 | 0 | 0 | 34.0436 | 0 | 0 | 42.9 | 151.3222 | 0
6538 | 0 | 0 | 0 | 63.6968 | 0 | 0 | 31.8484 | 0 | 0 | 42.9 | 99.8322 | 0
6539 | 0 | 0 | 0 | 61.903 | 0 | 0 | 30.9515 | 0 | 0 | 42.9 | 286.0215 | 0
6540 | 0 | 0 | 0 | 58.1021 | 0 | 0 | 29.0511 | 0 | 0 | 42.9 | 164.5217 | 0
6541 | 0 | 0 | 0 | 59.9028 | 0 | 0 | 29.9514 | 0 | 75.1 | 42.9 | 136.3246 | 0
6542 | 0 | 0 | 0 | 58.6364 | 0 | 0 | 29.3182 | 0 | 37.6 | 42.9 | 149.6596 | 0
6543 | 0 | 0 | 0 | 59.0471 | 0 | 0 | 29.5235 | 0 | 0 | 42.9 | 183.5133 | 0
6544 | 0 | 0 | 0 | 61.828 | 0 | 0 | 30.914 | 0 | 0 | 42.9 | 190.1959 | 0
6545 | 0 | 0 | 0 | 60.7522 | 0 | 0 | 30.3761 | 0 | 0 | 42.9 | 218.3573 | 0
6546 | 0 | 0 | 0 | 69.5866 | 0 | 0 | 34.7933 | 0 | 37.6 | 42.9 | 150.8178 | 0
6547 | 0 | 0 | 0 | 62.1407 | 0 | 0 | 31.0704 | 0 | 75.1 | 42.9 | 230.3689 | 0
6548 | 0 | 0 | 0 | 49.8988 | 0 | 0 | 24.9494 | 0 | 75.1 | 42.9 | 350.846 | 0
6549 | 0 | 0 | 0 | 40.951 | 0 | 0 | 20.4755 | 0 | 75.1 | 42.9 | 153.6913 | 0
6550 | 0 | 0 | 0 | 41.7614 | 0 | 0 | 20.8807 | 0 | 93.9 | 42.9 | 154.6076 | 0
6551 | 0 | 0 | 0 | 42.605 | 0 | 0 | 21.3025 | 0 | 0 | 0 | 165.2659 | 0
6552 | 0 | 0 | 0 | 43.6941 | 0 | 0 | 21.8471 | 0 | 0 | 0 | 214.8253 | 0
6553 | 0 | 0 | 0 | 39.7658 | 0 | 0 | 19.8829 | 0 | 0 | 0 | 80.4243 | 0
6554 | 0 | 0 | 0 | 43.5925 | 0 | 0 | 21.7962 | 0 | 0 | 0 | 74.2774 | 0
6555 | 0 | 0 | 0 | 44.1677 | 0 | 0 | 22.0838 | 0 | 0 | 0 | 75.0906 | 0
6556 | 0 | 0 | 0 | 40.3215 | 0 | 0 | 20.1608 | 0 | 0 | 0 | 75.7932 | 0
6557 | 0 | 0 | 0 | 42.2226 | 0 | 0 | 21.1113 | 0 | 0 | 0 | 75.4416 | 0
6558 | 0 | 0 | 0 | 57.3106 | 0 | 0 | 28.6553 | 0 | 0 | 0 | 82.9109 | 0
6559 | 0 | 27.8 | 200.9 | 99.0568 | 0 | 0 | 49.5284 | 0 | 56.3 | 42.9 | 96.4676 | 0
6560 | 0.7 | 66.3 | 200 | 193.8345 | 0.9 | 0 | 96.9173 | 0 | 37.6 | 43 | 117.3556 | 0
6561 | 2.1 | 65.6 | 0 | 313.2746 | 3.2 | 0 | 156.6373 | 0 | 0 | 43.2 | 221.0209 | 0
6562 | 3.5 | 69.2 | 0 | 329.5325 | 23.4 | 0 | 164.7663 | 0 | 0 | 43.4 | 82.7927 | 0
6563 | 3.5 | 53.1 | 0 | 336.8672 | 19.5 | 0 | 168.4336 | 0 | 0 | 43.4 | 86.1034 | 0
6564 | 2.8 | 22.4 | 0 | 299.1462 | 2.4 | 0 | 149.5731 | 0 | 0 | 43.3 | 131.8006 | 0
6565 | 1.4 | 4 | 128.8 | 294.5324 | 0 | 0 | 147.2662 | 0 | 75.1 | 43.1 | 151.3842 | 0
6566 | 2.1 | 0 | 67.3 | 275.8747 | 0 | 0 | 137.9374 | 0 | 37.6 | 43.2 | 114.2864 | 0
6567 | 3.5 | 0 | 0 | 230.9756 | 0 | 0 | 115.4878 | 0 | 0 | 43.4 | 122.5777 | 0
6568 | 2.8 | 0 | 0 | 197.7355 | 0 | 0 | 98.8678 | 0 | 0 | 43.3 | 139.4147 | 0
6569 | 2.1 | 0 | 0 | 183.961 | 0 | 0 | 91.9805 | 0 | 0 | 43.2 | 142.3294 | 0
6570 | 0.7 | 0 | 115.4 | 151.3866 | 0 | 0 | 75.6933 | 0 | 37.6 | 43 | 203.2633 | 0
6571 | 0 | 0 | 101.5 | 96.4717 | 0 | 0 | 48.2359 | 0 | 75.1 | 42.9 | 218.2042 | 0
6572 | 0 | 0 | 58.8 | 61.3699 | 0 | 0 | 30.685 | 0 | 75.1 | 42.9 | 393.8523 | 0
6573 | 0 | 0 | 126.7 | 40.7533 | 0 | 0 | 20.3766 | 0 | 75.1 | 42.9 | 225.3112 | 0
6574 | 0 | 0 | 155.1 | 43.2674 | 0 | 0 | 21.6337 | 0 | 93.9 | 42.9 | 244.751 | 0
6575 | 0 | 0 | 0 | 43.8984 | 0 | 0 | 21.9492 | 0 | 0 | 0 | 177.7553 | 0
6576 | 0 | 0 | 0 | 42.411 | 0 | 0 | 21.2055 | 0 | 0 | 0 | 117.5698 | 0
6577 | 0 | 0 | 0 | 42.2068 | 0 | 0 | 21.1034 | 0 | 0 | 0 | 81.9634 | 0
6578 | 0 | 0 | 0 | 40.5574 | 0 | 0 | 20.2787 | 0 | 0 | 0 | 75.6761 | 0
6579 | 0 | 0 | 0 | 40.7049 | 0 | 0 | 20.3525 | 0 | 0 | 0 | 75.9107 | 0
6580 | 0 | 0 | 0 | 41.5429 | 0 | 0 | 20.7715 | 0 | 0 | 0 | 79.1226 | 0
6581 | 0 | 0 | 1.3 | 41.3235 | 0 | 0 | 20.6618 | 0 | 0 | 0 | 100.9039 | 0
6582 | 0 | 0 | 4.2 | 65.3444 | 0 | 0 | 32.6722 | 0 | 0 | 0 | 129.9539 | 0
6583 | 0 | 100.3 | 420.5 | 114.3475 | 0 | 0 | 57.1737 | 0 | 56.3 | 42.9 | 96.9548 | 0
6584 | 0.7 | 135.2 | 358.2 | 193.3696 | 37.4 | 0 | 96.6848 | 0 | 37.6 | 43 | 126.8541 | 0
6585 | 2.1 | 123.4 | 7.1 | 277.1212 | 31 | 0 | 138.5606 | 0 | 0 | 43.2 | 107.6419 | 0
6586 | 3.5 | 119.7 | 12.4 | 269.0812 | 46.1 | 0 | 134.5406 | 0 | 0 | 43.4 | 134.4646 | 0
6587 | 3.5 | 105.8 | 11.6 | 269.8709 | 27.6 | 0 | 134.9355 | 0 | 0 | 43.4 | 202.5255 | 0
6588 | 2.8 | 90.6 | 10.4 | 261.9573 | 1.1 | 0 | 130.9787 | 0 | 0 | 43.3 | 298.3642 | 0
6589 | 1.4 | 77.9 | 398 | 253.4521 | 0 | 0 | 126.7261 | 0 | 75.1 | 43.1 | 260.896 | 0
6590 | 2.1 | 72.3 | 319.1 | 249.1352 | 0 | 0 | 124.5676 | 0 | 37.6 | 43.2 | 98.7519 | 0
6591 | 3.5 | 72.5 | 1.1 | 240.494 | 0 | 0 | 120.247 | 0 | 0 | 43.4 | 107.7606 | 0
6592 | 2.8 | 70.3 | 4.1 | 270.3268 | 0 | 0 | 135.1634 | 0 | 0 | 43.3 | 102.4563 | 0
6593 | 2.1 | 66.7 | 7.6 | 224.2289 | 0 | 0 | 112.1145 | 0 | 0 | 43.2 | 115.592 | 0
6594 | 0.7 | 72.5 | 423.3 | 129.5622 | 0 | 0 | 64.7811 | 0 | 37.6 | 43 | 190.2465 | 0
6595 | 0 | 32.9 | 347.1 | 74.5184 | 0 | 0 | 37.2592 | 0 | 75.1 | 42.9 | 174.9612 | 0
6596 | 0 | 10.9 | 292.4 | 47.2359 | 0 | 0 | 23.618 | 0 | 75.1 | 42.9 | 303.098 | 0
6597 | 0 | 22.3 | 349.8 | 40.5245 | 0 | 0 | 20.2623 | 0 | 75.1 | 42.9 | 227.6727 | 0
6598 | 0 | 37 | 383 | 42.4678 | 0 | 0 | 21.2339 | 0 | 93.9 | 42.9 | 185.96 | 0
6599 | 0 | 0 | 3.5 | 43.2156 | 0 | 0 | 21.6078 | 0 | 0 | 0 | 157.5306 | 0
6600 | 0 | 0 | 29.7 | 41.7862 | 0 | 0 | 20.8931 | 0 | 0 | 0 | 125.0172 | 0
6601 | 0 | 2.8 | 71.9 | 42.3599 | 0 | 0 | 21.1799 | 0 | 0 | 0 | 64.1501 | 0
6602 | 0 | 9.7 | 114 | 41.2017 | 0 | 0 | 20.6009 | 0 | 0 | 0 | 56.7841 | 0
6603 | 0 | 17.9 | 152.6 | 42.4011 | 0 | 0 | 21.2006 | 0 | 0 | 0 | 58.2852 | 0
6604 | 0 | 29 | 185.3 | 44.5926 | 0 | 0 | 22.2963 | 0 | 0 | 0 | 61.7415 | 0
6605 | 0 | 41.1 | 214.5 | 41.8907 | 0 | 0 | 20.9453 | 0 | 0 | 0 | 69.7841 | 0
6606 | 0 | 53.9 | 234.8 | 64.6889 | 0 | 0 | 32.3444 | 0 | 0 | 0 | 61.0499 | 0
6607 | 0 | 222.6 | 737.5 | 96.041 | 0 | 0 | 48.0205 | 0 | 56.3 | 42.9 | 105.3414 | 0
6608 | 0.7 | 217.1 | 620.7 | 124.3099 | 29.6 | 0 | 62.155 | 0 | 37.6 | 43 | 58.0559 | 0
6609 | 2.1 | 155.7 | 93.5 | 217.9136 | 18.9 | 0 | 108.9568 | 0 | 0 | 43.2 | 51.9585 | 0
6610 | 3.5 | 98.7 | 58.6 | 296.2825 | 24.7 | 0 | 148.1413 | 0 | 0 | 43.4 | 97.4336 | 0
6611 | 3.5 | 45.2 | 10.6 | 276.1186 | 6.4 | 0 | 138.0593 | 0 | 0 | 43.4 | 118.565 | 0
6612 | 2.8 | 4.4 | 0.6 | 263.1149 | 0 | 0 | 131.5575 | 0 | 0 | 43.3 | 107.8874 | 0
6613 | 1.4 | 0 | 283.4 | 257.7529 | 0 | 0 | 128.8765 | 0 | 75.1 | 43.1 | 63.1186 | 0
6614 | 2.1 | 0 | 172.7 | 234.4539 | 0 | 0 | 117.2269 | 0 | 37.6 | 43.2 | 72.2034 | 0
6615 | 3.5 | 0 | 0 | 221.156 | 0 | 0 | 110.578 | 0 | 0 | 43.4 | 133.8821 | 0
6616 | 2.8 | 0 | 0 | 180.8537 | 0 | 0 | 90.4269 | 0 | 0 | 43.3 | 177.5014 | 0
6617 | 2.1 | 0 | 0 | 123.2512 | 0 | 0 | 61.6256 | 0 | 0 | 43.2 | 82.4351 | 0
6618 | 0.7 | 0 | 146.5 | 84.9209 | 0 | 0 | 42.4605 | 0 | 37.6 | 43 | 161.2555 | 0
6619 | 0 | 0 | 134.4 | 51.6839 | 0 | 0 | 25.842 | 0 | 75.1 | 42.9 | 264.7942 | 0
6620 | 0 | 0 | 106.5 | 43.3188 | 0 | 0 | 21.6594 | 0 | 75.1 | 42.9 | 346.6079 | 0
6621 | 0 | 0 | 169.1 | 42.2592 | 0 | 0 | 21.1296 | 0 | 75.1 | 42.9 | 235.6385 | 0
6622 | 0 | 0 | 193.7 | 43.6482 | 0 | 0 | 21.8241 | 0 | 93.9 | 42.9 | 183.2513 | 0
6623 | 0 | 0 | 0 | 43.7276 | 0 | 0 | 21.8638 | 0 | 0 | 0 | 132.7138 | 0
6624 | 0 | 0 | 0 | 41.4283 | 0 | 0 | 20.7141 | 0 | 0 | 0 | 82.5553 | 0
6625 | 0 | 0 | 0 | 41.4357 | 0 | 0 | 20.7179 | 0 | 0 | 0 | 70.3577 | 0
6626 | 0 | 0 | 0 | 42.3388 | 0 | 0 | 21.1694 | 0 | 0 | 0 | 67.2539 | 0
6627 | 0 | 0 | 0 | 41.6198 | 0 | 0 | 20.8099 | 0 | 0 | 0 | 60.4721 | 0
6628 | 0 | 0 | 0 | 40.0792 | 0 | 0 | 20.0396 | 0 | 0 | 0 | 56.3216 | 0
6629 | 0 | 0 | 1.1 | 44.3031 | 0 | 0 | 22.1516 | 0 | 0 | 0 | 97.0759 | 0
6630 | 0 | 0 | 4.1 | 61.6678 | 0 | 0 | 30.8339 | 0 | 0 | 0 | 74.048 | 0
6631 | 0 | 96.2 | 465.1 | 101.7668 | 0 | 0 | 50.8834 | 0 | 56.3 | 42.9 | 92.4083 | 0
6632 | 0.7 | 129.5 | 385.9 | 184.085 | 0 | 0 | 92.0425 | 0 | 37.6 | 43 | 61.7411 | 0
6633 | 2.1 | 117.8 | 10.3 | 261.4237 | 1.6 | 0 | 130.7118 | 0 | 0 | 43.2 | 116.4643 | 0
6634 | 3.5 | 120.8 | 27.7 | 286.0693 | 24 | 0 | 143.0347 | 0 | 0 | 43.4 | 131.3999 | 0
6635 | 3.5 | 114.4 | 35.7 | 299.8237 | 23.8 | 0 | 149.9118 | 0 | 0 | 43.4 | 84.0863 | 0
6636 | 2.8 | 92.8 | 24.2 | 282.6267 | 6.8 | 0 | 141.3133 | 0 | 0 | 43.3 | 104.9845 | 0
6637 | 1.4 | 52 | 391.5 | 271.8637 | 0 | 0 | 135.9319 | 0 | 75.1 | 43.1 | 90.3844 | 0
6638 | 2.1 | 10.6 | 256.3 | 277.4203 | 0 | 0 | 138.7102 | 0 | 37.6 | 43.2 | 118.3737 | 0
6639 | 3.5 | 0 | 0 | 247.5881 | 0 | 0 | 123.794 | 0 | 0 | 43.4 | 63.3469 | 0
6640 | 2.8 | 0 | 0 | 181.9168 | 0 | 0 | 90.9584 | 0 | 0 | 43.3 | 63.3476 | 0
6641 | 2.1 | 0 | 0 | 111.6834 | 0 | 0 | 55.8417 | 0 | 0 | 43.2 | 64.8405 | 0
6642 | 0.7 | 0 | 203.6 | 96.8731 | 0 | 0 | 48.4365 | 0 | 37.6 | 43 | 77.808 | 0
6643 | 0 | 0 | 161.7 | 69.4003 | 0 | 0 | 34.7002 | 0 | 75.1 | 42.9 | 216.0279 | 0
6644 | 0 | 0 | 116.8 | 50.9234 | 0 | 0 | 25.4617 | 0 | 75.1 | 42.9 | 218.5036 | 0
6645 | 0 | 0 | 177.3 | 39.0186 | 0 | 0 | 19.5093 | 0 | 75.1 | 42.9 | 289.2107 | 0
6646 | 0 | 0 | 197.9 | 41.639 | 0 | 0 | 20.8195 | 0 | 93.9 | 42.9 | 143.0082 | 0
6647 | 0 | 0 | 0 | 40.1855 | 0 | 0 | 20.0927 | 0 | 0 | 0 | 136.9642 | 0
6648 | 0 | 0 | 0 | 42.654 | 0 | 0 | 21.327 | 0 | 0 | 0 | 95.152 | 0
6649 | 0 | 0 | 0 | 40.726 | 0 | 0 | 20.363 | 0 | 0 | 0 | 65.8715 | 0
6650 | 0 | 0 | 0 | 42.058 | 0 | 0 | 21.029 | 0 | 0 | 0 | 59.2076 | 0
6651 | 0 | 0 | 0 | 40.5726 | 0 | 0 | 20.2863 | 0 | 0 | 0 | 58.0543 | 0
6652 | 0 | 0 | 1.4 | 43.3095 | 0 | 0 | 21.6548 | 0 | 0 | 0 | 51.156 | 0
6653 | 0 | 0 | 7.8 | 41.8479 | 0 | 0 | 20.924 | 0 | 0 | 0 | 52.8786 | 0
6654 | 0 | 0 | 16.5 | 62.9713 | 0 | 0 | 31.4856 | 0 | 0 | 0 | 99.2341 | 0
6655 | 0 | 120.8 | 508.2 | 92.7725 | 0 | 0 | 46.3863 | 0 | 56.3 | 42.9 | 70.588 | 0
6656 | 0.7 | 148.8 | 437.1 | 155.8306 | 27.6 | 0 | 77.9153 | 0 | 37.6 | 43 | 77.6821 | 0
6657 | 2.1 | 131.1 | 32.2 | 252.2738 | 17.6 | 0 | 126.1369 | 0 | 0 | 43.2 | 159.7641 | 0
6658 | 3.5 | 114.2 | 36.8 | 308.2065 | 21.4 | 0 | 154.1032 | 0 | 0 | 43.4 | 132.975 | 0
6659 | 3.5 | 68.6 | 7.4 | 299.444 | 5.7 | 0 | 149.722 | 0 | 0 | 43.4 | 178.1921 | 0
6660 | 2.8 | 5.7 | 0 | 270.7892 | 0 | 0 | 135.3946 | 0 | 0 | 43.3 | 183.4963 | 0
6661 | 1.4 | 0 | 200.8 | 262.1873 | 0 | 0 | 131.0937 | 0 | 75.1 | 43.1 | 142.438 | 0
6662 | 2.1 | 0 | 139.2 | 215.0199 | 0 | 0 | 107.5099 | 0 | 37.6 | 43.2 | 185.3082 | 0
6663 | 3.5 | 0 | 0 | 219.2215 | 0 | 0 | 109.6108 | 0 | 0 | 43.4 | 126.1122 | 0
6664 | 2.8 | 0 | 0 | 209.0604 | 0 | 0 | 104.5302 | 0 | 0 | 43.3 | 69.0929 | 0
6665 | 2.1 | 0 | 0 | 169.068 | 0 | 0 | 84.534 | 0 | 0 | 43.2 | 132.1081 | 0
6666 | 0.7 | 0 | 126.1 | 160.8374 | 0 | 0 | 80.4187 | 0 | 37.6 | 43 | 188.3481 | 0
6667 | 0 | 0 | 92.1 | 89.5397 | 0 | 0 | 44.7699 | 0 | 75.1 | 42.9 | 255.7637 | 0
6668 | 0 | 0 | 66.2 | 54.4274 | 0 | 0 | 27.2137 | 0 | 75.1 | 42.9 | 244.8798 | 0
6669 | 0 | 0 | 141.3 | 40.2248 | 0 | 0 | 20.1124 | 0 | 75.1 | 42.9 | 270.3527 | 0
6670 | 0 | 0 | 174.1 | 41.793 | 0 | 0 | 20.8965 | 0 | 93.9 | 42.9 | 166.8115 | 0
6671 | 0 | 0 | 0 | 41.1342 | 0 | 0 | 20.5671 | 0 | 0 | 0 | 127.0428 | 0
6672 | 0 | 0 | 0 | 42.5424 | 0 | 0 | 21.2712 | 0 | 0 | 0 | 101.1445 | 0
6673 | 0 | 0 | 0 | 42.2821 | 0 | 0 | 21.1411 | 0 | 0 | 0 | 93.1258 | 0
6674 | 0 | 0 | 0 | 43.4397 | 0 | 0 | 21.7198 | 0 | 0 | 0 | 68.2864 | 0
6675 | 0 | 0 | 1.4 | 40.4582 | 0 | 0 | 20.2291 | 0 | 0 | 0 | 56.6688 | 0
6676 | 0 | 0 | 12.1 | 42.7628 | 0 | 0 | 21.3814 | 0 | 0 | 0 | 50.6969 | 0
6677 | 0 | 0 | 43.1 | 42.999 | 0 | 0 | 21.4995 | 0 | 0 | 0 | 60.2418 | 0
6678 | 0 | 1 | 77.1 | 48.457 | 0 | 0 | 24.2285 | 0 | 0 | 0 | 90.7412 | 0
6679 | 0 | 152.1 | 579.3 | 75.0635 | 0 | 0 | 37.5318 | 0 | 56.3 | 42.9 | 105.1012 | 0
6680 | 0 | 117.9 | 434.7 | 76.0159 | 0 | 0 | 38.008 | 0 | 37.6 | 42.9 | 60.2438 | 0
6681 | 0 | 43.6 | 0 | 71.5434 | 0 | 0 | 35.7717 | 0 | 0 | 42.9 | 82.6719 | 0
6682 | 0 | 0.7 | 0 | 67.7171 | 0 | 0 | 33.8586 | 0 | 0 | 42.9 | 88.3602 | 0
6683 | 0 | 0 | 0 | 69.0036 | 0 | 0 | 34.5018 | 0 | 0 | 42.9 | 151.4132 | 0
6684 | 0 | 0 | 0 | 66.8146 | 0 | 0 | 33.4073 | 0 | 0 | 42.9 | 137.8842 | 0
6685 | 0 | 0 | 24.4 | 57.1931 | 0 | 0 | 28.5965 | 0 | 75.1 | 42.9 | 252.7947 | 0
6686 | 0 | 0 | 2.1 | 54.6895 | 0 | 0 | 27.3448 | 0 | 37.6 | 42.9 | 99.4697 | 0
6687 | 0 | 0 | 0 | 57.1082 | 0 | 0 | 28.5541 | 0 | 0 | 42.9 | 147.3811 | 0
6688 | 0 | 0 | 0 | 60.1798 | 0 | 0 | 30.0899 | 0 | 0 | 42.9 | 142.1079 | 0
6689 | 0 | 0 | 0 | 67.9384 | 0 | 0 | 33.9692 | 0 | 0 | 42.9 | 139.2713 | 0
6690 | 0 | 0 | 0 | 81.3156 | 0 | 0 | 40.6578 | 0 | 37.6 | 42.9 | 260.1332 | 0
6691 | 0 | 0 | 0 | 64.0458 | 0 | 0 | 32.0229 | 0 | 75.1 | 42.9 | 247.7722 | 0
6692 | 0 | 0 | 0 | 48.3752 | 0 | 0 | 24.1876 | 0 | 75.1 | 42.9 | 250.4848 | 0
6693 | 0 | 0 | 0.9 | 44.1159 | 0 | 0 | 22.058 | 0 | 75.1 | 42.9 | 213.9703 | 0
6694 | 0 | 0 | 12.5 | 41.5581 | 0 | 0 | 20.7791 | 0 | 93.9 | 42.9 | 187.0666 | 0
6695 | 0 | 0 | 0 | 42.8741 | 0 | 0 | 21.437 | 0 | 0 | 0 | 139.3552 | 0
6696 | 0 | 0 | 0 | 42.3692 | 0 | 0 | 21.1846 | 0 | 0 | 0 | 79.836 | 0
6697 | 0 | 0 | 0 | 40.7898 | 0 | 0 | 20.3949 | 0 | 0 | 0 | 50.5824 | 0
6698 | 0 | 0 | 0 | 40.8131 | 0 | 0 | 20.4065 | 0 | 0 | 0 | 46.562 | 0
6699 | 0 | 0 | 0 | 43.2615 | 0 | 0 | 21.6307 | 0 | 0 | 0 | 47.4784 | 0
6700 | 0 | 0 | 0 | 40.5413 | 0 | 0 | 20.2706 | 0 | 0 | 0 | 57.2469 | 0
6701 | 0 | 0 | 0 | 41.0799 | 0 | 0 | 20.54 | 0 | 0 | 0 | 61.3935 | 0
6702 | 0 | 0 | 0 | 46.0839 | 0 | 0 | 23.042 | 0 | 0 | 0 | 81.9618 | 0
6703 | 0 | 36.4 | 378.2 | 55.6109 | 0 | 0 | 27.8055 | 0 | 56.3 | 42.9 | 120.546 | 0
6704 | 0 | 14.9 | 279.7 | 63.641 | 0 | 0 | 31.8205 | 0 | 37.6 | 42.9 | 69.2073 | 0
6705 | 0 | 0 | 0 | 59.2231 | 0 | 0 | 29.6115 | 0 | 0 | 42.9 | 47.7088 | 0
6706 | 0 | 0 | 0 | 56.961 | 0 | 0 | 28.4805 | 0 | 0 | 42.9 | 69.8993 | 0
6707 | 0 | 0 | 0 | 52.5684 | 0 | 0 | 26.2842 | 0 | 0 | 42.9 | 142.3387 | 0
6708 | 0 | 0 | 0 | 50.0478 | 0 | 0 | 25.0239 | 0 | 0 | 42.9 | 175.1349 | 0
6709 | 0 | 0 | 0 | 49.7429 | 0 | 0 | 24.8714 | 0 | 75.1 | 42.9 | 283.0642 | 0
6710 | 0 | 0 | 0 | 51.3529 | 0 | 0 | 25.6765 | 0 | 37.6 | 42.9 | 258.287 | 0
6711 | 0 | 0 | 0 | 50.456 | 0 | 0 | 25.228 | 0 | 0 | 42.9 | 124.2656 | 0
6712 | 0 | 0 | 0 | 51.8578 | 0 | 0 | 25.9289 | 0 | 0 | 42.9 | 104.0121 | 0
6713 | 0 | 0 | 0 | 58.549 | 0 | 0 | 29.2745 | 0 | 0 | 42.9 | 177.3529 | 0
6714 | 0 | 0 | 0 | 56.5203 | 0 | 0 | 28.2601 | 0 | 37.6 | 42.9 | 126.2035 | 0
6715 | 0 | 0 | 0 | 43.9557 | 0 | 0 | 21.9778 | 0 | 75.1 | 42.9 | 155.8376 | 0
6716 | 0 | 0 | 0 | 43.2512 | 0 | 0 | 21.6256 | 0 | 75.1 | 42.9 | 182.253 | 0
6717 | 0 | 0 | 0 | 42.0627 | 0 | 0 | 21.0313 | 0 | 75.1 | 42.9 | 132.5757 | 0
6718 | 0 | 0 | 0 | 42.8248 | 0 | 0 | 21.4124 | 0 | 93.9 | 42.9 | 152.6366 | 0
6719 | 0 | 0 | 0 | 43.0891 | 0 | 0 | 21.5446 | 0 | 0 | 0 | 212.8982 | 0
6720 | 0 | 0 | 0 | 43.4487 | 0 | 0 | 21.7243 | 0 | 0 | 0 | 336.3415 | 0
6721 | 0 | 0 | 0 | 41.6443 | 0 | 0 | 20.8221 | 0 | 0 | 0 | 78.6464 | 0
6722 | 0 | 0 | 0 | 43.3978 | 0 | 0 | 21.6989 | 0 | 0 | 0 | 90.7406 | 0
6723 | 0 | 0 | 0 | 44.4215 | 0 | 0 | 22.2108 | 0 | 0 | 0 | 50.2371 | 0
6724 | 0 | 0 | 0 | 43.0789 | 0 | 0 | 21.5395 | 0 | 0 | 0 | 49.32 | 0
6725 | 0 | 0 | 0 | 39.8811 | 0 | 0 | 19.9406 | 0 | 0 | 0 | 50.9263 | 0
6726 | 0 | 0 | 0 | 59.6641 | 0 | 0 | 29.8321 | 0 | 0 | 0 | 61.8556 | 0
6727 | 0 | 41.3 | 371 | 104.327 | 0 | 0 | 52.1635 | 0 | 56.3 | 42.9 | 81.3724 | 0
6728 | 0.7 | 63.6 | 280.2 | 183.2485 | 23.4 | 0 | 91.6242 | 0 | 37.6 | 43 | 88.7154 | 0
6729 | 2.1 | 11.5 | 0 | 306.7365 | 21.1 | 0 | 153.3682 | 0 | 0 | 43.2 | 119.8235 | 0
6730 | 3.5 | 0 | 0 | 370.3543 | 33.6 | 0 | 185.1771 | 0 | 0 | 43.4 | 178.3081 | 0
6731 | 3.5 | 0 | 0 | 394.0968 | 30.6 | 0 | 197.0484 | 0 | 0 | 43.4 | 105.1021 | 0
6732 | 2.8 | 0 | 0 | 341.3133 | 20.6 | 0 | 170.6567 | 0 | 0 | 43.3 | 87.4083 | 0
6733 | 1.4 | 0 | 0.3 | 315.6709 | 5.5 | 0 | 157.8355 | 0 | 75.1 | 43.1 | 83.7358 | 0
6734 | 2.1 | 0 | 0 | 313.0828 | 4.6 | 0 | 156.5414 | 0 | 37.6 | 43.2 | 77.0882 | 0
6735 | 3.5 | 0 | 0 | 252.2465 | 15 | 0 | 126.1233 | 0 | 0 | 43.4 | 89.1856 | 0
6736 | 2.8 | 0 | 0 | 182.5233 | 15.2 | 0 | 91.2616 | 0 | 0 | 43.3 | 237.4266 | 0
6737 | 2.1 | 0 | 0 | 141.5865 | 12.7 | 0 | 70.7933 | 0 | 0 | 43.2 | 119.7681 | 0
6738 | 0.7 | 0 | 0 | 112.191 | 5 | 0 | 56.0955 | 0 | 37.6 | 43 | 149.9688 | 0
6739 | 0 | 0 | 0 | 72.3096 | 0 | 0 | 36.1548 | 0 | 75.1 | 42.9 | 139.3105 | 0
6740 | 0 | 0 | 0 | 56.2705 | 0 | 0 | 28.1352 | 0 | 75.1 | 42.9 | 280.5391 | 0
6741 | 0 | 0 | 0 | 42.165 | 0 | 0 | 21.0825 | 0 | 75.1 | 42.9 | 212.0731 | 0
6742 | 0 | 0 | 2.9 | 44.3921 | 0 | 0 | 22.196 | 0 | 93.9 | 42.9 | 142.7655 | 0
6743 | 0 | 0 | 0 | 41.8885 | 0 | 0 | 20.9443 | 0 | 0 | 0 | 116.447 | 0
6744 | 0 | 0 | 0 | 42.5378 | 0 | 0 | 21.2689 | 0 | 0 | 0 | 85.9853 | 0
6745 | 0 | 0 | 0 | 41.097 | 0 | 0 | 20.5485 | 0 | 0 | 0 | 57.0144 | 0
6746 | 0 | 0 | 0 | 43.5996 | 0 | 0 | 21.7998 | 0 | 0 | 0 | 46.2217 | 0
6747 | 0 | 0 | 0 | 42.8911 | 0 | 0 | 21.4456 | 0 | 0 | 0 | 47.2488 | 0
6748 | 0 | 0 | 0 | 39.6577 | 0 | 0 | 19.8288 | 0 | 0 | 0 | 48.9748 | 0
6749 | 0 | 0 | 0 | 41.3421 | 0 | 0 | 20.6711 | 0 | 0 | 0 | 52.6509 | 0
6750 | 0 | 0 | 0 | 59.9204 | 0 | 0 | 29.9602 | 0 | 0 | 0 | 66.1019 | 0
6751 | 0 | 28.9 | 359.1 | 88.7014 | 0 | 0 | 44.3507 | 0 | 56.3 | 42.9 | 63.3487 | 0
6752 | 0.7 | 39.8 | 264.1 | 174.5862 | 36.3 | 0 | 87.2931 | 0 | 37.6 | 43 | 52.3057 | 0
6753 | 2.1 | 3.6 | 0 | 281.3219 | 20.6 | 0 | 140.661 | 0 | 0 | 43.2 | 81.7284 | 0
6754 | 3.5 | 0 | 0 | 361.0885 | 17.5 | 0 | 180.5443 | 0 | 0 | 43.4 | 70.1279 | 0
6755 | 3.5 | 0 | 0 | 381.2233 | 0.9 | 0 | 190.6116 | 0 | 0 | 43.4 | 45.6545 | 0
6756 | 2.8 | 0 | 0 | 362.6189 | 0 | 0 | 181.3095 | 0 | 0 | 43.3 | 152.0456 | 0
6757 | 1.4 | 0 | 0 | 332.541 | 0 | 0 | 166.2705 | 0 | 75.1 | 43.1 | 154.2214 | 0
6758 | 2.1 | 0 | 0 | 367.0902 | 0 | 4.6 | 183.5451 | 0 | 37.6 | 43.2 | 114.5305 | 0
6759 | 3.5 | 0 | 0 | 363.2236 | 0 | 23.9 | 181.6118 | 0 | 0 | 43.4 | 81.1381 | 0
6760 | 2.8 | 0 | 0 | 297.6307 | 0 | 33.1 | 148.8153 | 0 | 0 | 43.3 | 92.29 | 0
6761 | 2.1 | 0 | 0 | 201.1279 | 0 | 23.5 | 100.564 | 0 | 0 | 43.2 | 104.9837 | 0
6762 | 0.7 | 0 | 0 | 169.2921 | 0 | 2.4 | 84.646 | 0 | 37.6 | 43 | 163.9701 | 0
6763 | 0 | 0 | 0 | 97.6327 | 0 | 0 | 48.8164 | 0 | 75.1 | 42.9 | 159.5669 | 0
6764 | 0 | 0 | 0 | 62.7327 | 0 | 0 | 31.3663 | 0 | 75.1 | 42.9 | 255.0287 | 0
6765 | 0 | 0 | 0 | 44.1698 | 0 | 0 | 22.0849 | 0 | 75.1 | 42.9 | 159.8883 | 0
6766 | 0 | 0 | 0 | 42.7423 | 0 | 0 | 21.3712 | 0 | 93.9 | 42.9 | 193.7116 | 0
6767 | 0 | 0 | 0 | 42.9655 | 0 | 0 | 21.4827 | 0 | 0 | 0 | 164.2896 | 0
6768 | 0 | 0 | 0 | 40.8357 | 0 | 0 | 20.4178 | 0 | 0 | 0 | 88.243 | 0
6769 | 0 | 0 | 0 | 44.8706 | 0 | 0 | 22.4353 | 0 | 0 | 0 | 65.64 | 0
6770 | 0 | 0 | 0 | 43.2271 | 0 | 0 | 21.6135 | 0 | 0 | 0 | 58.1713 | 0
6771 | 0 | 0 | 0 | 39.9577 | 0 | 0 | 19.9788 | 0 | 0 | 0 | 57.2448 | 0
6772 | 0 | 0 | 0 | 40.818 | 0 | 0 | 20.409 | 0 | 0 | 0 | 52.8788 | 0
6773 | 0 | 0 | 0 | 41.3167 | 0 | 0 | 20.6583 | 0 | 0 | 0 | 53.9122 | 0
6774 | 0 | 0 | 0 | 53.4275 | 0 | 0 | 26.7138 | 0 | 0 | 0 | 70.59 | 0
6775 | 0 | 0 | 170.3 | 91.3571 | 0 | 0 | 45.6785 | 0 | 56.3 | 42.9 | 87.0571 | 0
6776 | 0.7 | 3.6 | 118.8 | 158.6639 | 0 | 0 | 79.3319 | 0 | 37.6 | 43 | 82.1979 | 0
6777 | 2.1 | 0 | 0 | 282.7587 | 0 | 0 | 141.3794 | 0 | 0 | 43.2 | 80.7783 | 0
6778 | 3.5 | 0 | 0 | 316.2195 | 0 | 0 | 158.1098 | 0 | 0 | 43.4 | 106.065 | 0
6779 | 3.5 | 0 | 0 | 301.2189 | 0 | 0 | 150.6095 | 0 | 0 | 43.4 | 88.3608 | 0
6780 | 2.8 | 0 | 0 | 280.9618 | 0 | 0 | 140.4809 | 0 | 0 | 43.3 | 162.7516 | 0
6781 | 1.4 | 0 | 0 | 272.1296 | 0 | 36.8 | 136.0648 | 0 | 75.1 | 43.1 | 239.9598 | 0
6782 | 2.1 | 0 | 0 | 279.9576 | 0 | 87.8 | 139.9788 | 0 | 37.6 | 43.2 | 255.4955 | 0
6783 | 3.5 | 0 | 0 | 263.9374 | 0 | 116.8 | 131.9687 | 0 | 0 | 43.4 | 143.5211 | 0
6784 | 2.8 | 0 | 0 | 214.0467 | 0 | 133.8 | 107.0234 | 0 | 0 | 43.3 | 126.4893 | 0
6785 | 2.1 | 0 | 0 | 182.8871 | 0 | 124.7 | 91.4436 | 0 | 0 | 43.2 | 178.3769 | 0
6786 | 0.7 | 0 | 0 | 125.893 | 0 | 67.2 | 62.9465 | 0 | 37.6 | 43 | 195.7013 | 0
6787 | 0 | 0 | 0 | 72.0585 | 0 | 1.7 | 36.0293 | 0 | 75.1 | 42.9 | 282.3799 | 0
6788 | 0 | 0 | 0 | 48.2404 | 0 | 0 | 24.1202 | 0 | 75.1 | 42.9 | 239.0206 | 0
6789 | 0 | 0 | 0 | 41.8876 | 0 | 0 | 20.9438 | 0 | 75.1 | 42.9 | 168.242 | 0
6790 | 0 | 0 | 0 | 42.5697 | 0 | 0 | 21.2849 | 0 | 93.9 | 42.9 | 186.888 | 0
6791 | 0 | 0 | 0 | 41.9028 | 0 | 0 | 20.9514 | 0 | 0 | 0 | 124.233 | 0
6792 | 0 | 0 | 0 | 40.3377 | 0 | 0 | 20.1688 | 0 | 0 | 0 | 77.8019 | 0
6793 | 0 | 0 | 0 | 39.927 | 0 | 0 | 19.9635 | 0 | 0 | 0 | 60.5891 | 0
6794 | 0 | 0 | 0 | 41.0901 | 0 | 0 | 20.5451 | 0 | 0 | 0 | 52.4209 | 0
6795 | 0 | 0 | 0 | 44.2365 | 0 | 0 | 22.1182 | 0 | 0 | 0 | 44.8641 | 0
6796 | 0 | 0 | 0 | 43.5912 | 0 | 0 | 21.7956 | 0 | 0 | 0 | 50.0081 | 0
6797 | 0 | 0 | 0 | 45.5608 | 0 | 0 | 22.7804 | 0 | 0 | 0 | 50.2374 | 0
6798 | 0 | 0 | 0 | 56.5884 | 0 | 0 | 28.2942 | 0 | 0 | 0 | 98.273 | 0
6799 | 0 | 0 | 7 | 82.7905 | 0 | 0 | 41.3953 | 0 | 56.3 | 42.9 | 89.4281 | 0
6800 | 0.7 | 0 | 3.5 | 165.0471 | 0 | 0 | 82.5235 | 0 | 37.6 | 43 | 112.8466 | 0
6801 | 2.1 | 0 | 0 | 257.4864 | 0 | 0 | 128.7432 | 0 | 0 | 43.2 | 142.6204 | 0
6802 | 3.5 | 0 | 0 | 297.4069 | 0 | 0 | 148.7035 | 0 | 0 | 43.4 | 216.5244 | 0
6803 | 3.5 | 0 | 0 | 271.3771 | 0 | 0 | 135.6886 | 0 | 0 | 43.4 | 75.4412 | 0
6804 | 2.8 | 0 | 0 | 224.709 | 0 | 13.1 | 112.3545 | 0 | 0 | 43.3 | 161.2947 | 0
6805 | 1.4 | 0 | 0 | 214.7298 | 0 | 75.7 | 107.3649 | 0 | 75.1 | 43.1 | 322.6049 | 0
6806 | 2.1 | 0 | 0 | 214.5398 | 0 | 128.9 | 107.2699 | 0 | 37.6 | 43.2 | 283.3321 | 0
6807 | 3.5 | 0 | 0 | 209.7348 | 0 | 154.8 | 104.8674 | 0.1 | 0 | 43.4 | 130.1395 | 0
6808 | 2.8 | 0 | 0 | 189.0797 | 0 | 155.6 | 94.5398 | 0 | 0 | 43.3 | 355.1924 | 0
6809 | 2.1 | 0 | 0 | 147.5051 | 0 | 134.6 | 73.7526 | 0 | 0 | 43.2 | 226.0217 | 0
6810 | 0.7 | 0 | 0 | 98.7822 | 0 | 73.1 | 49.3911 | 0 | 37.6 | 43 | 146.5033 | 0
6811 | 0 | 0 | 0 | 66.7576 | 0 | 3.6 | 33.3788 | 0 | 75.1 | 42.9 | 348.7946 | 0
6812 | 0 | 0 | 0 | 46.55 | 0 | 0 | 23.275 | 0 | 75.1 | 42.9 | 341.258 | 0
6813 | 0 | 0 | 0 | 42.6162 | 0 | 0 | 21.3081 | 0 | 75.1 | 42.9 | 277.2366 | 0
6814 | 0 | 0 | 0 | 43.259 | 0 | 0 | 21.6295 | 0 | 93.9 | 42.9 | 137.0911 | 0
6815 | 0 | 0 | 0 | 41.7397 | 0 | 0 | 20.8699 | 0 | 0 | 0 | 129.4255 | 0
6816 | 0 | 0 | 0 | 40.5106 | 0 | 0 | 20.2553 | 0 | 0 | 0 | 112.4818 | 0
6817 | 0 | 0 | 0 | 42.6844 | 0 | 0 | 21.3422 | 0 | 0 | 0 | 143.5943 | 0
6818 | 0 | 0 | 0 | 41.0117 | 0 | 0 | 20.5059 | 0 | 0 | 0 | 82.6729 | 0
6819 | 0 | 0 | 0 | 42.8496 | 0 | 0 | 21.4248 | 0 | 0 | 0 | 47.3643 | 0
6820 | 0 | 0 | 0 | 40.3346 | 0 | 0 | 20.1673 | 0 | 0 | 0 | 51.3864 | 0
6821 | 0 | 0 | 0 | 42.2747 | 0 | 0 | 21.1373 | 0 | 0 | 0 | 52.6506 | 0
6822 | 0 | 0 | 0 | 63.9221 | 0 | 0 | 31.9611 | 0 | 0 | 0 | 104.7402 | 0
6823 | 0 | 0 | 0 | 104.6596 | 0 | 0 | 52.3298 | 0 | 56.3 | 42.9 | 95.1576 | 0
6824 | 0.7 | 0 | 0 | 156.3063 | 0 | 0 | 78.1532 | 0 | 37.6 | 43 | 75.3268 | 0
6825 | 2.1 | 0 | 0 | 257.368 | 0 | 0 | 128.684 | 0 | 0 | 43.2 | 57.2475 | 0
6826 | 3.5 | 0 | 0 | 317.0241 | 0 | 0 | 158.512 | 0 | 0 | 43.4 | 75.912 | 0
6827 | 3.5 | 0 | 0 | 301.7576 | 0 | 0 | 150.8788 | 0 | 0 | 43.4 | 53.109 | 0
6828 | 2.8 | 0 | 0 | 291.2989 | 0 | 0 | 145.6495 | 0 | 0 | 43.3 | 113.8006 | 0
6829 | 1.4 | 0 | 0 | 257.4663 | 0 | 0 | 128.7331 | 0 | 75.1 | 43.1 | 83.5025 | 0
6830 | 2.1 | 0 | 0 | 257.3711 | 0 | 0 | 128.6856 | 0 | 37.6 | 43.2 | 86.9343 | 0
6831 | 3.5 | 0 | 0 | 236.7885 | 0 | 0 | 118.3943 | 0 | 0 | 43.4 | 154.9413 | 0
6832 | 2.8 | 0 | 0 | 198.3476 | 0 | 0 | 99.1738 | 0 | 0 | 43.3 | 101.0234 | 0
6833 | 2.1 | 0 | 0 | 153.8548 | 0 | 0 | 76.9274 | 0 | 0 | 43.2 | 101.2601 | 0
6834 | 0.7 | 0 | 0 | 126.528 | 0 | 0 | 63.264 | 0 | 37.6 | 43 | 190.6394 | 0
6835 | 0 | 0 | 0 | 71.1725 | 0 | 0 | 35.5862 | 0 | 75.1 | 42.9 | 324.076 | 0
6836 | 0 | 0 | 0 | 45.4399 | 0 | 0 | 22.72 | 0 | 75.1 | 42.9 | 261.8368 | 0
6837 | 0 | 0 | 0 | 41.5656 | 0 | 0 | 20.7828 | 0 | 75.1 | 42.9 | 175.4731 | 0
6838 | 0 | 0 | 0 | 41.5519 | 0 | 0 | 20.776 | 0 | 93.9 | 42.9 | 139.1917 | 0
6839 | 0 | 0 | 0 | 39.5833 | 0 | 0 | 19.7917 | 0 | 0 | 0 | 152.7918 | 0
6840 | 0 | 0 | 0 | 42.8335 | 0 | 0 | 21.4167 | 0 | 0 | 0 | 85.9824 | 0
6841 | 0 | 0 | 0 | 42.0878 | 0 | 0 | 21.0439 | 0 | 0 | 0 | 53.568 | 0
6842 | 0 | 0 | 0 | 44.274 | 0 | 0 | 22.137 | 0 | 0 | 0 | 52.4198 | 0
6843 | 0 | 0 | 0 | 44.0502 | 0 | 0 | 22.0251 | 0 | 0 | 0 | 69.7829 | 0
6844 | 0 | 0 | 0 | 40.527 | 0 | 0 | 20.2635 | 0 | 0 | 0 | 46.7915 | 0
6845 | 0 | 0 | 0 | 43.6749 | 0 | 0 | 21.8374 | 0 | 0 | 0 | 49.2047 | 0
6846 | 0 | 0 | 0 | 49.7017 | 0 | 0 | 24.8508 | 0 | 0 | 0 | 98.3974 | 0
6847 | 0 | 0 | 12.3 | 65.5393 | 0 | 0 | 32.7697 | 0 | 56.3 | 42.9 | 94.201 | 0
6848 | 0 | 0 | 20.7 | 69.1174 | 0 | 0 | 34.5587 | 0 | 37.6 | 42.9 | 133.3681 | 0
6849 | 0 | 0 | 0 | 61.8639 | 0 | 0 | 30.932 | 0 | 0 | 42.9 | 96.5858 | 0
6850 | 0 | 0 | 0 | 59.7001 | 0 | 0 | 29.85 | 0 | 0 | 42.9 | 82.5569 | 0
6851 | 0 | 0 | 0 | 59.1918 | 0 | 0 | 29.5959 | 0 | 0 | 42.9 | 76.0296 | 0
6852 | 0 | 0 | 0 | 63.4696 | 0 | 0 | 31.7348 | 0 | 0 | 42.9 | 152.6834 | 0
6853 | 0 | 0 | 15.4 | 63.9723 | 0 | 0 | 31.9862 | 0 | 75.1 | 42.9 | 166.1783 | 0
6854 | 0 | 0 | 21.7 | 69.8841 | 0 | 0 | 34.9421 | 0 | 37.6 | 42.9 | 114.0445 | 0
6855 | 0 | 0 | 0 | 78.4439 | 0 | 0 | 39.2219 | 0 | 0 | 42.9 | 126.7632 | 0
6856 | 0 | 0 | 0 | 77.7335 | 0 | 0 | 38.8668 | 0 | 0 | 42.9 | 94.6808 | 0
6857 | 0 | 0 | 0 | 75.3009 | 0 | 0 | 37.6505 | 0 | 0 | 42.9 | 131.6255 | 0
6858 | 0 | 0 | 66.6 | 73.8703 | 0 | 0 | 36.9352 | 0 | 37.6 | 42.9 | 261.0103 | 0
6859 | 0 | 0 | 26.2 | 62.1385 | 0 | 0 | 31.0693 | 0 | 75.1 | 42.9 | 189.9903 | 0
6860 | 0 | 0 | 6.1 | 45.4486 | 0 | 0 | 22.7243 | 0 | 75.1 | 42.9 | 187.8546 | 0
6861 | 0 | 0 | 28 | 44.7652 | 0 | 0 | 22.3826 | 0 | 75.1 | 42.9 | 243.3974 | 0
6862 | 0 | 0 | 70.7 | 43.718 | 0 | 0 | 21.859 | 0 | 93.9 | 42.9 | 172.8239 | 0
6863 | 0 | 0 | 0 | 44.102 | 0 | 0 | 22.051 | 0 | 0 | 0 | 174.3242 | 0
6864 | 0 | 0 | 0 | 42.9184 | 0 | 0 | 21.4592 | 0 | 0 | 0 | 126.4426 | 0
6865 | 0 | 0 | 0 | 42.2713 | 0 | 0 | 21.1356 | 0 | 0 | 0 | 71.2793 | 0
6866 | 0 | 0 | 0 | 43.9541 | 0 | 0 | 21.9771 | 0 | 0 | 0 | 72.7799 | 0
6867 | 0 | 0 | 0 | 44.6561 | 0 | 0 | 22.3281 | 0 | 0 | 0 | 57.3641 | 0
6868 | 0 | 0 | 0 | 40.7657 | 0 | 0 | 20.3828 | 0 | 0 | 0 | 54.829 | 0
6869 | 0 | 0 | 0 | 43.1462 | 0 | 0 | 21.5731 | 0 | 0 | 0 | 49.3205 | 0
6870 | 0 | 0 | 0 | 52.6264 | 0 | 0 | 26.3132 | 0 | 0 | 0 | 60.3575 | 0
6871 | 0 | 15.6 | 174.4 | 73.4346 | 0 | 0 | 36.7173 | 0 | 56.3 | 42.9 | 73.0083 | 0
6872 | 0 | 13.9 | 165.3 | 71.3181 | 0 | 0 | 35.6591 | 0 | 37.6 | 42.9 | 106.3098 | 0
6873 | 0 | 12.1 | 0 | 67.5051 | 0 | 0 | 33.7526 | 0 | 0 | 42.9 | 152.4312 | 0
6874 | 0 | 10.7 | 0 | 61.4589 | 0 | 0 | 30.7294 | 0 | 0 | 42.9 | 91.0981 | 0
6875 | 0 | 9.3 | 0 | 58.8806 | 0 | 0 | 29.4403 | 0 | 0 | 42.9 | 121.1037 | 0
6876 | 0 | 8.2 | 0 | 63.0698 | 0 | 0 | 31.5349 | 0 | 0 | 42.9 | 141.9584 | 0
6877 | 0 | 7.7 | 174.5 | 68.5468 | 0 | 0 | 34.2734 | 0 | 75.1 | 42.9 | 204.8271 | 0
6878 | 0 | 6.8 | 155.4 | 74.4679 | 0 | 0 | 37.2339 | 0 | 37.6 | 42.9 | 160.632 | 0
6879 | 0 | 6.4 | 0 | 78.9329 | 0 | 0 | 39.4665 | 0 | 0 | 42.9 | 105.6967 | 0
6880 | 0 | 6.6 | 0 | 80.4841 | 0 | 0 | 40.242 | 0 | 0 | 42.9 | 187.9412 | 0
6881 | 0 | 7.3 | 0 | 81.7154 | 0 | 0 | 40.8577 | 0 | 0 | 42.9 | 100.3082 | 0
6882 | 0 | 8.4 | 213.4 | 85.8656 | 0 | 0 | 42.9328 | 0 | 37.6 | 42.9 | 141.6484 | 0
6883 | 0 | 11 | 154.5 | 65.6865 | 0 | 0 | 32.8433 | 0 | 75.1 | 42.9 | 163.3951 | 0
6884 | 0 | 2 | 115.6 | 51.2234 | 0 | 0 | 25.6117 | 0 | 75.1 | 42.9 | 308.5014 | 0
6885 | 0 | 4.5 | 167.4 | 43.3761 | 0 | 0 | 21.6881 | 0 | 75.1 | 42.9 | 215.4037 | 0
6886 | 0 | 4.4 | 158.5 | 41.2538 | 0 | 0 | 20.6269 | 0 | 93.9 | 42.9 | 133.976 | 0
6887 | 0 | 0 | 0 | 43.3851 | 0 | 0 | 21.6926 | 0 | 0 | 0 | 126.432 | 0
6888 | 0 | 0 | 0 | 41.9744 | 0 | 0 | 20.9872 | 0 | 0 | 0 | 95.8735 | 0
6889 | 0 | 0 | 0 | 43.2407 | 0 | 0 | 21.6203 | 0 | 0 | 0 | 72.0863 | 0
6890 | 0 | 0 | 0 | 40.8394 | 0 | 0 | 20.4197 | 0 | 0 | 0 | 48.5134 | 0
6891 | 0 | 0 | 0 | 42.9469 | 0 | 0 | 21.4734 | 0 | 0 | 0 | 51.9598 | 0
6892 | 0 | 0 | 0 | 41.749 | 0 | 0 | 20.8745 | 0 | 0 | 0 | 54.4843 | 0
6893 | 0 | 0 | 0 | 41.3285 | 0 | 0 | 20.6642 | 0 | 0 | 0 | 70.4722 | 0
6894 | 0 | 0 | 0 | 58.6606 | 0 | 0 | 29.3303 | 0 | 0 | 0 | 83.1499 | 0
6895 | 0 | 81.2 | 339.9 | 122.4693 | 0 | 0 | 61.2346 | 0 | 56.3 | 42.9 | 89.3059 | 0
6896 | 0.7 | 103 | 294.8 | 227.2082 | 0 | 0 | 113.6041 | 0 | 37.6 | 43 | 89.5448 | 0
6897 | 2.1 | 96.4 | 0 | 363.7145 | 0 | 0 | 181.8573 | 0 | 0 | 43.2 | 81.0212 | 0
6898 | 3.5 | 84 | 0 | 406.6106 | 0 | 0 | 203.3053 | 0 | 0 | 43.4 | 74.3948 | 0
6899 | 3.5 | 64.2 | 0 | 417.1281 | 0 | 0 | 208.5641 | 0 | 0 | 43.4 | 141.7196 | 0
6900 | 2.8 | 51.9 | 0 | 381.8248 | 0 | 0 | 190.9124 | 0 | 0 | 43.3 | 178.7573 | 0
6901 | 1.4 | 41.4 | 285.8 | 334.738 | 0 | 0 | 167.369 | 0 | 75.1 | 43.1 | 62.0862 | 0
6902 | 2.1 | 33.6 | 226.1 | 343.6418 | 0 | 0 | 171.8209 | 0 | 37.6 | 43.2 | 78.0461 | 0
6903 | 3.5 | 27.1 | 0 | 334.01 | 0 | 0 | 167.005 | 0 | 0 | 43.4 | 115.1364 | 0
6904 | 2.8 | 27.2 | 0 | 275.8899 | 0 | 0 | 137.945 | 0 | 0 | 43.3 | 135.6323 | 0
6905 | 2.1 | 28.4 | 0 | 195.0054 | 0 | 0 | 97.5027 | 0 | 0 | 43.2 | 381.2725 | 0
6906 | 0.7 | 34.6 | 290 | 139.5305 | 0 | 0 | 69.7653 | 0 | 37.6 | 43 | 299.9732 | 0
6907 | 0 | 6.8 | 224.1 | 90.1741 | 0 | 0 | 45.0871 | 0 | 75.1 | 42.9 | 259.9636 | 0
6908 | 0 | 0 | 163 | 71.8121 | 0 | 0 | 35.9061 | 0 | 75.1 | 42.9 | 363.1088 | 0
6909 | 0 | 2.5 | 220 | 52.6388 | 0 | 0 | 26.3194 | 0 | 75.1 | 42.9 | 266.6954 | 0
6910 | 0 | 6.4 | 235.1 | 43.7893 | 0 | 0 | 21.8946 | 0 | 93.9 | 42.9 | 239.4649 | 0
6911 | 0 | 0 | 0 | 39.9028 | 0 | 0 | 19.9514 | 0 | 0 | 0 | 167.3783 | 0
6912 | 0 | 0 | 0 | 41.0886 | 0 | 0 | 20.5443 | 0 | 0 | 0 | 93.2476 | 0
6913 | 0 | 0 | 0 | 41.6282 | 0 | 0 | 20.8141 | 0 | 0 | 0 | 61.1637 | 0
6914 | 0 | 0 | 0 | 43.5968 | 0 | 0 | 21.7984 | 0 | 0 | 0 | 57.1316 | 0
6915 | 0 | 0 | 4.3 | 43.316 | 0 | 0 | 21.658 | 0 | 0 | 0 | 50.0086 | 0
6916 | 0 | 0.3 | 16 | 44.3511 | 0 | 0 | 22.1756 | 0 | 0 | 0 | 52.1917 | 0
6917 | 0 | 4 | 41.5 | 43.2116 | 0 | 0 | 21.6058 | 0 | 0 | 0 | 55.1726 | 0
6918 | 0 | 7.7 | 62 | 66.9665 | 0 | 0 | 33.4833 | 0 | 0 | 0 | 70.8203 | 0
6919 | 0 | 159.7 | 552.2 | 121.992 | 0 | 0 | 60.996 | 0 | 56.3 | 42.9 | 77.4456 | 0
6920 | 0.7 | 172 | 477.3 | 193.2026 | 0 | 0 | 96.6013 | 0 | 37.6 | 43 | 82.9103 | 0
6921 | 2.1 | 145.5 | 47 | 303.5173 | 0 | 0 | 151.7587 | 0 | 0 | 43.2 | 71.2785 | 0
6922 | 3.5 | 122.9 | 51.9 | 337.9798 | 0.7 | 0 | 168.9899 | 0 | 0 | 43.4 | 62.7758 | 0
6923 | 3.5 | 95.4 | 29.9 | 300.2306 | 1.5 | 0 | 150.1153 | 0 | 0 | 43.4 | 74.1627 | 0
6924 | 2.8 | 71.2 | 10.4 | 246.1776 | 0 | 0 | 123.0888 | 0 | 0 | 43.3 | 68.516 | 0
6925 | 1.4 | 48.7 | 377.4 | 258.3322 | 0 | 0 | 129.1661 | 0 | 75.1 | 43.1 | 95.1603 | 0
6926 | 2.1 | 35.6 | 287.8 | 261.4326 | 0 | 0 | 130.7163 | 0 | 37.6 | 43.2 | 84.8078 | 0
6927 | 3.5 | 29.9 | 0 | 257.6655 | 0 | 0 | 128.8328 | 0 | 0 | 43.4 | 187.1509 | 0
6928 | 2.8 | 30.8 | 0 | 244.6218 | 0 | 0 | 122.3109 | 0 | 0 | 43.3 | 71.2789 | 0
6929 | 2.1 | 36 | 0 | 216.1861 | 0 | 0 | 108.0931 | 0 | 0 | 43.2 | 108.9692 | 0
6930 | 0.7 | 50.9 | 375.5 | 176.0989 | 0 | 0 | 88.0494 | 0 | 37.6 | 43 | 228.0752 | 0
6931 | 0 | 19.8 | 307.4 | 96.8622 | 0 | 0 | 48.4311 | 0 | 75.1 | 42.9 | 385.5959 | 0
6932 | 0 | 2.4 | 252 | 60.0955 | 0 | 0 | 30.0478 | 0 | 75.1 | 42.9 | 410.5092 | 0
6933 | 0 | 10.7 | 307.6 | 41.3712 | 0 | 0 | 20.6856 | 0 | 75.1 | 42.9 | 200.6715 | 0
6934 | 0 | 26.1 | 337.8 | 42.3441 | 0 | 0 | 21.172 | 0 | 93.9 | 42.9 | 161.706 | 0
6935 | 0 | 0 | 0 | 42.8003 | 0 | 0 | 21.4001 | 0 | 0 | 0 | 134.6955 | 0
6936 | 0 | 0 | 4.5 | 40.5211 | 0 | 0 | 20.2606 | 0 | 0 | 0 | 90.3838 | 0
6937 | 0 | 0 | 22.4 | 43.7893 | 0 | 0 | 21.8946 | 0 | 0 | 0 | 63.2321 | 0
6938 | 0 | 0.7 | 56.7 | 39.3856 | 0 | 0 | 19.6928 | 0 | 0 | 0 | 51.5014 | 0
6939 | 0 | 5.7 | 89 | 42.4141 | 0 | 0 | 21.2071 | 0 | 0 | 0 | 48.6291 | 0
6940 | 0 | 10.9 | 116.5 | 42.2796 | 0 | 0 | 21.1398 | 0 | 0 | 0 | 53.2226 | 0
6941 | 0 | 19.6 | 139.2 | 41.26 | 0 | 0 | 20.63 | 0 | 0 | 0 | 57.1307 | 0
6942 | 0 | 30.1 | 153.1 | 53.7179 | 0 | 0 | 26.859 | 0 | 0 | 0 | 67.7148 | 0
6943 | 0 | 194.2 | 647.6 | 100.9476 | 0 | 0 | 50.4738 | 0 | 56.3 | 42.9 | 73.3556 | 0
6944 | 0.7 | 194.6 | 553.1 | 193.6058 | 0.1 | 0 | 96.8029 | 0 | 37.6 | 43 | 74.1632 | 0
6945 | 2.1 | 142.1 | 62.3 | 278.307 | 0 | 0 | 139.1535 | 0 | 0 | 43.2 | 171.9929 | 0
6946 | 3.5 | 88.2 | 31 | 307.2209 | 0 | 0 | 153.6105 | 0 | 0 | 43.4 | 63.3497 | 0
6947 | 3.5 | 28.4 | 4.3 | 295.9481 | 0 | 0 | 147.974 | 0 | 0 | 43.4 | 90.262 | 0
6948 | 2.8 | 0.2 | 0 | 251.7835 | 0 | 0 | 125.8918 | 0 | 0 | 43.3 | 90.0229 | 0
6949 | 1.4 | 0 | 211.8 | 244.3457 | 0 | 0 | 122.1728 | 0 | 75.1 | 43.1 | 127.7448 | 0
6950 | 2.1 | 0 | 131.9 | 230.5563 | 0 | 0 | 115.2782 | 0 | 37.6 | 43.2 | 96.593 | 0
6951 | 3.5 | 0 | 0 | 208.1622 | 0 | 0 | 104.0811 | 0 | 0 | 43.4 | 99.5974 | 0
6952 | 2.8 | 0 | 0 | 185.3169 | 0 | 0 | 92.6585 | 0 | 0 | 43.3 | 119.0723 | 0
6953 | 2.1 | 0 | 0 | 187.2189 | 0 | 0 | 93.6095 | 0 | 0 | 43.2 | 184.2284 | 0
6954 | 0.7 | 0 | 190.1 | 172.5032 | 0 | 0 | 86.2516 | 0 | 37.6 | 43 | 386.1178 | 0
6955 | 0 | 0 | 143.5 | 101.2291 | 0 | 0 | 50.6145 | 0 | 75.1 | 42.9 | 142.9725 | 0
6956 | 0 | 0 | 99.7 | 62.7438 | 0 | 0 | 31.3719 | 0 | 75.1 | 42.9 | 163.1243 | 0
6957 | 0 | 0 | 162.9 | 41.6722 | 0 | 0 | 20.8361 | 0 | 75.1 | 42.9 | 173.7965 | 0
6958 | 0 | 0 | 184.5 | 42.9457 | 0 | 0 | 21.4728 | 0 | 93.9 | 42.9 | 378.082 | 0
6959 | 0 | 0 | 0 | 43.2466 | 0 | 0 | 21.6233 | 0 | 0 | 0 | 112.8407 | 0
6960 | 0 | 0 | 0 | 43.925 | 0 | 0 | 21.9625 | 0 | 0 | 0 | 103.0623 | 0
6961 | 0 | 0 | 0 | 41.4949 | 0 | 0 | 20.7475 | 0 | 0 | 0 | 72.0888 | 0
6962 | 0 | 0 | 0 | 42.3611 | 0 | 0 | 21.1806 | 0 | 0 | 0 | 53.798 | 0
6963 | 0 | 0 | 0 | 41.6461 | 0 | 0 | 20.8231 | 0 | 0 | 0 | 46.107 | 0
6964 | 0 | 0 | 0 | 40.0702 | 0 | 0 | 20.0351 | 0 | 0 | 0 | 46.7917 | 0
6965 | 0 | 0 | 1.8 | 42.2483 | 0 | 0 | 21.1242 | 0 | 0 | 0 | 54.0275 | 0
6966 | 0 | 0 | 7.8 | 65.5427 | 0 | 0 | 32.7714 | 0 | 0 | 0 | 76.03 | 0
6967 | 0 | 107.8 | 482.7 | 109.9453 | 0 | 0 | 54.9727 | 0 | 56.3 | 42.9 | 84.8061 | 0
6968 | 0.7 | 136.6 | 404.4 | 183.8594 | 0 | 0 | 91.9297 | 0 | 37.6 | 43 | 112.603 | 0
6969 | 2.1 | 111.2 | 8.1 | 282.1724 | 0 | 0 | 141.0862 | 0 | 0 | 43.2 | 79.4774 | 0
6970 | 3.5 | 92.3 | 8.4 | 312.6449 | 0 | 0 | 156.3224 | 0 | 0 | 43.4 | 60.5868 | 0
6971 | 3.5 | 60.5 | 2.6 | 276.7165 | 0 | 0 | 138.3582 | 0 | 0 | 43.4 | 85.0436 | 0
6972 | 2.8 | 20.4 | 0 | 239.51 | 0 | 0 | 119.755 | 0 | 0 | 43.3 | 78.2838 | 0
6973 | 1.4 | 0.4 | 268.7 | 213.6699 | 0 | 0 | 106.8349 | 0 | 75.1 | 43.1 | 150.2671 | 0
6974 | 2.1 | 0 | 193.6 | 194.751 | 0 | 0 | 97.3755 | 0 | 37.6 | 43.2 | 92.173 | 0
6975 | 3.5 | 0 | 0 | 186.1884 | 0 | 0 | 93.0942 | 0 | 0 | 43.4 | 91.7006 | 0
6976 | 2.8 | 0 | 0 | 164.5698 | 0 | 0 | 82.2849 | 0 | 0 | 43.3 | 101.5024 | 0
6977 | 2.1 | 0 | 0 | 123.9656 | 0 | 0 | 61.9828 | 0 | 0 | 43.2 | 114.5275 | 0
6978 | 0.7 | 0.2 | 245.4 | 96.0549 | 0 | 0 | 48.0275 | 0 | 37.6 | 43 | 213.982 | 0
6979 | 0 | 0 | 195.6 | 53.5097 | 0 | 0 | 26.7548 | 0 | 75.1 | 42.9 | 224.1816 | 0
6980 | 0 | 0 | 149.8 | 43.9157 | 0 | 0 | 21.9579 | 0 | 75.1 | 42.9 | 215.0931 | 0
6981 | 0 | 0 | 217.3 | 43.5993 | 0 | 0 | 21.7996 | 0 | 75.1 | 42.9 | 173.2699 | 0
6982 | 0 | 0 | 245.8 | 40.862 | 0 | 0 | 20.431 | 0 | 93.9 | 42.9 | 169.9784 | 0
6983 | 0 | 0 | 0 | 42.4144 | 0 | 0 | 21.2072 | 0 | 0 | 0 | 132.0436 | 0
6984 | 0 | 0 | 0 | 41.8076 | 0 | 0 | 20.9038 | 0 | 0 | 0 | 75.6757 | 0
6985 | 0 | 0 | 0 | 41.4506 | 0 | 0 | 20.7253 | 0 | 0 | 0 | 59.6676 | 0
6986 | 0 | 0 | 1.5 | 42.8397 | 0 | 0 | 21.4198 | 0 | 0 | 0 | 54.1414 | 0
6987 | 0 | 0 | 13.7 | 42.2356 | 0 | 0 | 21.1178 | 0 | 0 | 0 | 47.3631 | 0
6988 | 0 | 0 | 41 | 39.1603 | 0 | 0 | 19.5801 | 0 | 0 | 0 | 46.906 | 0
6989 | 0 | 3 | 75.5 | 41.7794 | 0 | 0 | 20.8897 | 0 | 0 | 0 | 66.1016 | 0
6990 | 0 | 8 | 99.7 | 60.9422 | 0 | 0 | 30.4711 | 0 | 0 | 0 | 88.0027 | 0
6991 | 0 | 170.2 | 598.3 | 92.329 | 0 | 0 | 46.1645 | 0 | 56.3 | 42.9 | 129.5335 | 0
6992 | 0.7 | 185.4 | 517.2 | 184.142 | 0 | 0 | 92.071 | 0 | 37.6 | 43 | 99.9508 | 0
6993 | 2.1 | 159 | 72.7 | 293.8818 | 0 | 0 | 146.9409 | 0 | 0 | 43.2 | 194.9528 | 0
6994 | 3.5 | 136.6 | 77.3 | 330.0721 | 0.1 | 0 | 165.0361 | 0 | 0 | 43.4 | 91.8189 | 0
6995 | 3.5 | 102 | 44.4 | 258.8873 | 0 | 0 | 129.4436 | 0 | 0 | 43.4 | 156.8209 | 0
6996 | 2.8 | 65.5 | 14.6 | 237.722 | 0 | 0 | 118.861 | 0 | 0 | 43.3 | 111.1464 | 0
6997 | 1.4 | 33.6 | 383.6 | 208.3141 | 0 | 0 | 104.157 | 0 | 75.1 | 43.1 | 100.3067 | 0
6998 | 2.1 | 14.7 | 282.9 | 195.4037 | 0 | 0 | 97.7018 | 0 | 37.6 | 43.2 | 145.3018 | 0
6999 | 3.5 | 3.2 | 0 | 181.0828 | 0 | 0 | 90.5414 | 0 | 0 | 43.4 | 174.9449 | 0
7000 | 2.8 | 0.1 | 0 | 138.5698 | 0 | 0 | 69.2849 | 0 | 0 | 43.3 | 117.1024 | 0
7001 | 2.1 | 5.5 | 0 | 128.7434 | 0 | 0 | 64.3717 | 0 | 0 | 43.2 | 111.6259 | 0
7002 | 0.7 | 25.8 | 354 | 102.7588 | 0 | 0 | 51.3794 | 0 | 37.6 | 43 | 166.1869 | 0
7003 | 0 | 3 | 288.3 | 64.0514 | 0 | 0 | 32.0257 | 0 | 75.1 | 42.9 | 304.5388 | 0
7004 | 0 | 0 | 225.7 | 44.9763 | 0 | 0 | 22.4881 | 0 | 75.1 | 42.9 | 199.0876 | 0
7005 | 0 | 0.1 | 273.8 | 39.9382 | 0 | 0 | 19.9691 | 0 | 75.1 | 42.9 | 154.1453 | 0
7006 | 0 | 4 | 290.8 | 40.1291 | 0 | 0 | 20.0645 | 0 | 93.9 | 42.9 | 183.6155 | 0
7007 | 0 | 0 | 0 | 40.8723 | 0 | 0 | 20.4361 | 0 | 0 | 0 | 162.8418 | 0
7008 | 0 | 0 | 0 | 38.7443 | 0 | 0 | 19.3722 | 0 | 0 | 0 | 136.8234 | 0
7009 | 0 | 0 | 0 | 40.6677 | 0 | 0 | 20.3339 | 0 | 0 | 0 | 79.4804 | 0
7010 | 0 | 0 | 0 | 41.93 | 0 | 0 | 20.965 | 0 | 0 | 0 | 51.8448 | 0
7011 | 0 | 0 | 1.7 | 41.9142 | 0 | 0 | 20.9571 | 0 | 0 | 0 | 49.8917 | 0
7012 | 0 | 0 | 5.8 | 40.3479 | 0 | 0 | 20.1739 | 0 | 0 | 0 | 48.2852 | 0
7013 | 0 | 0 | 10 | 43.1053 | 0 | 0 | 21.5526 | 0 | 0 | 0 | 60.0099 | 0
7014 | 0 | 0 | 14.9 | 42.2012 | 0 | 0 | 21.1006 | 0 | 0 | 0 | 71.6271 | 0
7015 | 0 | 113.3 | 494.8 | 49.114 | 0 | 0 | 24.557 | 0 | 56.3 | 42.9 | 97.7988 | 0
7016 | 0 | 111.2 | 424.7 | 47.8861 | 0 | 0 | 23.9431 | 0 | 37.6 | 42.9 | 114.0455 | 0
7017 | 0 | 85.3 | 10.5 | 43.4372 | 0 | 0 | 21.7186 | 0 | 0 | 42.9 | 68.5156 | 0
7018 | 0 | 60 | 7.5 | 45.7278 | 0 | 0 | 22.8639 | 0 | 0 | 42.9 | 107.5179 | 0
7019 | 0 | 34.2 | 1.2 | 46.1772 | 0 | 0 | 23.0886 | 0 | 0 | 42.9 | 90.1421 | 0
7020 | 0 | 10.5 | 0 | 45.8391 | 0 | 0 | 22.9195 | 0 | 0 | 42.9 | 106.9105 | 0
7021 | 0 | 0.5 | 282.1 | 46.5637 | 0 | 0 | 23.2818 | 0 | 75.1 | 42.9 | 98.0348 | 0
7022 | 0 | 0 | 212.6 | 45.3014 | 0 | 0 | 22.6507 | 0 | 37.6 | 42.9 | 118.5454 | 0
7023 | 0 | 0 | 0 | 44.9124 | 0 | 0 | 22.4562 | 0 | 0 | 42.9 | 194.0891 | 0
7024 | 0 | 0 | 0 | 45.3131 | 0 | 0 | 22.6566 | 0 | 0 | 42.9 | 91.2227 | 0
7025 | 0 | 0 | 0 | 47.0763 | 0 | 0 | 23.5381 | 0 | 0 | 42.9 | 99.2334 | 0
7026 | 0 | 2.2 | 275.3 | 48.5202 | 0 | 0 | 24.2601 | 0 | 37.6 | 42.9 | 308.8329 | 0
7027 | 0 | 0.9 | 213.4 | 43.9988 | 0 | 0 | 21.9994 | 0 | 75.1 | 42.9 | 223.477 | 0
7028 | 0 | 0 | 150.3 | 39.7612 | 0 | 0 | 19.8806 | 0 | 75.1 | 42.9 | 142.3977 | 0
7029 | 0 | 0 | 207.2 | 42.2855 | 0 | 0 | 21.1428 | 0 | 75.1 | 42.9 | 143.8199 | 0
7030 | 0 | 0.6 | 223.3 | 41.2665 | 0 | 0 | 20.6332 | 0 | 93.9 | 42.9 | 142.5485 | 0
7031 | 0 | 0 | 0 | 40.9612 | 0 | 0 | 20.4806 | 0 | 0 | 0 | 137.7147 | 0
7032 | 0 | 0 | 0 | 42.1206 | 0 | 0 | 21.0603 | 0 | 0 | 0 | 87.2912 | 0
7033 | 0 | 0 | 0 | 44.3738 | 0 | 0 | 22.1869 | 0 | 0 | 0 | 89.6665 | 0
7034 | 0 | 0 | 0 | 43.2047 | 0 | 0 | 21.6024 | 0 | 0 | 0 | 76.618 | 0
7035 | 0 | 0 | 1.6 | 42.7727 | 0 | 0 | 21.3864 | 0 | 0 | 0 | 77.448 | 0
7036 | 0 | 0 | 10.6 | 39.7203 | 0 | 0 | 19.8601 | 0 | 0 | 0 | 81.0196 | 0
7037 | 0 | 0 | 28.9 | 43.7236 | 0 | 0 | 21.8618 | 0 | 0 | 0 | 98.5188 | 0
7038 | 0 | 2.9 | 49.8 | 50.7569 | 0 | 0 | 25.3785 | 0 | 0 | 0 | 158.2078 | 0
7039 | 0 | 149.2 | 544.7 | 63.8552 | 0 | 0 | 31.9276 | 0 | 56.3 | 42.9 | 117.6296 | 0
7040 | 0 | 124.1 | 466.6 | 70.0279 | 0 | 0 | 35.014 | 0 | 37.6 | 42.9 | 130.9784 | 0
7041 | 0 | 77.8 | 11.5 | 65.0307 | 0 | 0 | 32.5154 | 0 | 0 | 42.9 | 274.4934 | 0
7042 | 0 | 33.2 | 3 | 65.0645 | 0 | 0 | 32.5323 | 0 | 0 | 42.9 | 110.6568 | 0
7043 | 0 | 1.4 | 0 | 63.7052 | 0 | 0 | 31.8526 | 0 | 0 | 42.9 | 104.0145 | 0
7044 | 0 | 0 | 0 | 59.5745 | 0 | 0 | 29.7873 | 0 | 0 | 42.9 | 143.1686 | 0
7045 | 0 | 0 | 192.4 | 59.7524 | 0 | 0 | 29.8762 | 0 | 75.1 | 42.9 | 235.9383 | 0
7046 | 0 | 0 | 128.6 | 58.809 | 0 | 0 | 29.4045 | 0 | 37.6 | 42.9 | 171.9013 | 0
7047 | 0 | 0 | 0 | 57.653 | 0 | 0 | 28.8265 | 0 | 0 | 42.9 | 94.6774 | 0
7048 | 0 | 0 | 0 | 57.5759 | 0 | 0 | 28.7879 | 0 | 0 | 42.9 | 103.7756 | 0
7049 | 0 | 0 | 0 | 62.2104 | 0 | 0 | 31.1052 | 0 | 0 | 42.9 | 171.9768 | 0
7050 | 0 | 0 | 176.8 | 64.7112 | 0 | 0 | 32.3556 | 0 | 37.6 | 42.9 | 229.6418 | 0
7051 | 0 | 0 | 137.9 | 54.7822 | 0 | 0 | 27.3911 | 0 | 75.1 | 42.9 | 273.7092 | 0
7052 | 0 | 0 | 105 | 44.066 | 0 | 0 | 22.033 | 0 | 75.1 | 42.9 | 204.8737 | 0
7053 | 0 | 0 | 176.9 | 43.965 | 0 | 0 | 21.9825 | 0 | 75.1 | 42.9 | 191.4381 | 0
7054 | 0 | 0 | 210.3 | 39.3196 | 0 | 0 | 19.6598 | 0 | 93.9 | 42.9 | 252.2979 | 0
7055 | 0 | 0 | 0 | 43.7425 | 0 | 0 | 21.8712 | 0 | 0 | 0 | 252.4609 | 0
7056 | 0 | 0 | 0 | 43.7245 | 0 | 0 | 21.8622 | 0 | 0 | 0 | 225.1238 | 0
7057 | 0 | 0 | 0 | 42.442 | 0 | 0 | 21.221 | 0 | 0 | 0 | 95.0361 | 0
7058 | 0 | 0 | 0 | 42.5623 | 0 | 0 | 21.2811 | 0 | 0 | 0 | 88.719 | 0
7059 | 0 | 0 | 1.6 | 42.1774 | 0 | 0 | 21.0887 | 0 | 0 | 0 | 87.5236 | 0
7060 | 0 | 0 | 12.3 | 42.2864 | 0 | 0 | 21.1432 | 0 | 0 | 0 | 86.4617 | 0
7061 | 0 | 0.2 | 32.8 | 42.1606 | 0 | 0 | 21.0803 | 0 | 0 | 0 | 81.7258 | 0
7062 | 0 | 4.7 | 62 | 60.9525 | 0 | 0 | 30.4762 | 0 | 0 | 0 | 95.7498 | 0
7063 | 0 | 170.6 | 576 | 99.721 | 0 | 0 | 49.8605 | 0 | 56.3 | 42.9 | 144.8387 | 0
7064 | 0.7 | 191.1 | 493.6 | 177.0569 | 40.2 | 0 | 88.5284 | 0 | 37.6 | 43 | 112.9679 | 0
7065 | 2.1 | 143.5 | 31.9 | 252.434 | 36.5 | 0 | 126.217 | 0 | 0 | 43.2 | 131.5668 | 0
7066 | 3.5 | 95.5 | 11.5 | 284.3266 | 47.1 | 0 | 142.1633 | 0 | 0 | 43.4 | 166.4142 | 0
7067 | 3.5 | 42.5 | 1.6 | 229.9684 | 44.1 | 0 | 114.9842 | 0 | 0 | 43.4 | 245.7308 | 0
7068 | 2.8 | 2.6 | 0 | 195.6624 | 35.5 | 0 | 97.8312 | 0 | 0 | 43.3 | 120.7565 | 0
7069 | 1.4 | 0 | 254.7 | 189.2982 | 19 | 0 | 94.6491 | 0 | 75.1 | 43.1 | 152.1 | 0
7070 | 2.1 | 0 | 173.4 | 185.9603 | 17.9 | 0 | 92.9802 | 0 | 37.6 | 43.2 | 219.007 | 0
7071 | 3.5 | 0 | 0 | 173.1301 | 25.1 | 0 | 86.5651 | 0 | 0 | 43.4 | 295.7239 | 0
7072 | 2.8 | 0 | 0 | 155.8876 | 20.3 | 0 | 77.9438 | 0 | 0 | 43.3 | 133.786 | 0
7073 | 2.1 | 0 | 0 | 172.5605 | 14.1 | 0 | 86.2803 | 0 | 0 | 43.2 | 218.7251 | 0
7074 | 0.7 | 0 | 281.1 | 135.4724 | 4.2 | 0 | 67.7362 | 0 | 37.6 | 43 | 389.2128 | 0
7075 | 0 | 0 | 244.3 | 80.2643 | 0 | 0 | 40.1322 | 0 | 75.1 | 42.9 | 305.5191 | 0
7076 | 0 | 0 | 205.2 | 55.465 | 0 | 0 | 27.7325 | 0 | 75.1 | 42.9 | 289.3463 | 0
7077 | 0 | 0 | 272 | 40.095 | 0 | 0 | 20.0475 | 0 | 75.1 | 42.9 | 217.8251 | 0
7078 | 0 | 0 | 302.8 | 43.7666 | 0 | 0 | 21.8833 | 0 | 93.9 | 42.9 | 201.0075 | 0
7079 | 0 | 0 | 0 | 41.445 | 0 | 0 | 20.7225 | 0 | 0 | 0 | 175.4083 | 0
7080 | 0 | 0 | 0 | 40.6885 | 0 | 0 | 20.3442 | 0 | 0 | 0 | 139.4009 | 0
7081 | 0 | 0 | 1.9 | 40.8276 | 0 | 0 | 20.4138 | 0 | 0 | 0 | 106.6734 | 0
7082 | 0 | 0 | 12.7 | 42.5393 | 0 | 0 | 21.2697 | 0 | 0 | 0 | 87.6448 | 0
7083 | 0 | 0 | 36.4 | 40.6981 | 0 | 0 | 20.349 | 0 | 0 | 0 | 80.3055 | 0
7084 | 0 | 0 | 70.9 | 40.69 | 0 | 0 | 20.345 | 0 | 0 | 0 | 82.4356 | 0
7085 | 0 | 3.4 | 101 | 44.1147 | 0 | 0 | 22.0573 | 0 | 0 | 0 | 93.1245 | 0
7086 | 0 | 8.4 | 122.6 | 56.5643 | 0 | 0 | 28.2821 | 0 | 0 | 0 | 133.6991 | 0
7087 | 0 | 175.5 | 628.8 | 88.1881 | 8.1 | 0 | 44.0941 | 0 | 56.3 | 42.9 | 146.4726 | 0
7088 | 0.7 | 197.9 | 560 | 161.301 | 63.1 | 0 | 80.6505 | 0 | 37.6 | 43 | 118.595 | 0
7089 | 2.1 | 166.2 | 93.8 | 302.3133 | 51.9 | 0 | 151.1566 | 0 | 0 | 43.2 | 119.297 | 0
7090 | 3.5 | 143.8 | 103 | 366.7483 | 55.9 | 0 | 183.3742 | 0 | 0 | 43.4 | 193.0431 | 0
7091 | 3.5 | 111.3 | 73.2 | 373.7907 | 36.7 | 0 | 186.8954 | 0 | 0 | 43.4 | 117.237 | 0
7092 | 2.8 | 77.7 | 44.7 | 350.5515 | 7.9 | 0 | 175.2757 | 0 | 0 | 43.3 | 196.2951 | 0
7093 | 1.4 | 48.8 | 432.1 | 321.05 | 0 | 0 | 160.525 | 0 | 75.1 | 43.1 | 123.465 | 0
7094 | 2.1 | 34.2 | 336.6 | 308.8939 | 0 | 0 | 154.4469 | 0 | 37.6 | 43.2 | 136.4914 | 0
7095 | 3.5 | 31.4 | 0.5 | 257.6767 | 0 | 0 | 128.8383 | 0 | 0 | 43.4 | 166.2655 | 0
7096 | 2.8 | 35.9 | 3 | 193.8795 | 0 | 0 | 96.9397 | 0 | 0 | 43.3 | 203.581 | 0
7097 | 2.1 | 45.8 | 10.5 | 173.5981 | 0 | 0 | 86.7991 | 0 | 0 | 43.2 | 295.2815 | 0
7098 | 0.7 | 65.5 | 465.4 | 109.1934 | 0 | 0 | 54.5967 | 0 | 37.6 | 43 | 148.3487 | 0
7099 | 0 | 30.3 | 392 | 70.9425 | 0 | 0 | 35.4713 | 0 | 75.1 | 42.9 | 180.1021 | 0
7100 | 0 | 6.8 | 333.1 | 57.3598 | 0 | 0 | 28.6799 | 0 | 75.1 | 42.9 | 273.5766 | 0
7101 | 0 | 21.9 | 391 | 42.7991 | 0 | 0 | 21.3995 | 0 | 75.1 | 42.9 | 268.5273 | 0
7102 | 0 | 39.9 | 423.4 | 41.2498 | 0 | 0 | 20.6249 | 0 | 93.9 | 42.9 | 237.9905 | 0
7103 | 0 | 0 | 18 | 38.7279 | 0 | 0 | 19.364 | 0 | 0 | 0 | 183.357 | 0
7104 | 0 | 0 | 68.4 | 44.0753 | 0 | 0 | 22.0377 | 0 | 0 | 0 | 128.0868 | 0
7105 | 0 | 1.3 | 105.5 | 42.7281 | 0 | 0 | 21.364 | 0 | 0 | 0 | 66.1005 | 0
7106 | 0 | 7.9 | 142.2 | 41.2132 | 0 | 0 | 20.6066 | 0 | 0 | 0 | 62.2013 | 0
7107 | 0 | 15.8 | 177.2 | 43.4784 | 0 | 0 | 21.7392 | 0 | 0 | 0 | 62.5458 | 0
7108 | 0 | 28.9 | 206.5 | 41.6778 | 0 | 0 | 20.8389 | 0 | 0 | 0 | 51.041 | 0
7109 | 0 | 43.5 | 231.9 | 41.1627 | 0 | 0 | 20.5813 | 0 | 0 | 0 | 63.9224 | 0
7110 | 0 | 55.9 | 250.1 | 53.8363 | 0 | 0 | 26.9182 | 0 | 0 | 0 | 108.1231 | 0
7111 | 0 | 227.3 | 764.7 | 82.2661 | 0 | 0 | 41.1331 | 0 | 56.3 | 42.9 | 100.0733 | 0
7112 | 0.7 | 245.2 | 689.5 | 173.1949 | 48.6 | 0 | 86.5975 | 0 | 37.6 | 43 | 175.3706 | 0
7113 | 2.1 | 187.4 | 150.8 | 313.419 | 38.3 | 0 | 156.7095 | 0 | 0 | 43.2 | 92.6509 | 0
7114 | 3.5 | 125.3 | 121.5 | 342.1473 | 43.8 | 0 | 171.0737 | 0 | 0 | 43.4 | 60.5871 | 0
7115 | 3.5 | 62.9 | 62 | 308.9906 | 23.7 | 0 | 154.4953 | 0 | 0 | 43.4 | 122.8806 | 0
7116 | 2.8 | 10.1 | 14.8 | 325.5073 | 1.1 | 0 | 162.7536 | 0 | 0 | 43.3 | 357.4788 | 0
7117 | 1.4 | 0 | 364 | 291.1263 | 0 | 0 | 145.5632 | 0 | 75.1 | 43.1 | 280.6214 | 0
7118 | 2.1 | 0 | 253.4 | 276.3997 | 0 | 0 | 138.1999 | 0 | 37.6 | 43.2 | 197.4084 | 0
7119 | 3.5 | 0 | 0 | 294.7072 | 0 | 0 | 147.3536 | 0 | 0 | 43.4 | 404.3028 | 0
7120 | 2.8 | 0 | 0 | 291.5289 | 0 | 0 | 145.7645 | 0 | 0 | 43.3 | 167.4983 | 0
7121 | 2.1 | 0 | 0 | 199.711 | 0 | 0 | 99.8555 | 0 | 0 | 43.2 | 140.3531 | 0
7122 | 0.7 | 0.8 | 341.7 | 97.0135 | 0 | 0 | 48.5067 | 0 | 37.6 | 43 | 205.2747 | 0
7123 | 0 | 0 | 297.1 | 56.8884 | 0 | 0 | 28.4442 | 0 | 75.1 | 42.9 | 234.857 | 0
7124 | 0 | 0 | 253.5 | 41.33 | 0 | 0 | 20.665 | 0 | 75.1 | 42.9 | 226.9028 | 0
7125 | 0 | 0 | 317.1 | 40.8689 | 0 | 0 | 20.4344 | 0 | 75.1 | 42.9 | 163.8177 | 0
7126 | 0 | 0 | 357.2 | 41.6889 | 0 | 0 | 20.8445 | 0 | 93.9 | 42.9 | 114.409 | 0
7127 | 0 | 0 | 1.5 | 42.2152 | 0 | 0 | 21.1076 | 0 | 0 | 0 | 130.9926 | 0
7128 | 0 | 0 | 14.3 | 44.0787 | 0 | 0 | 22.0394 | 0 | 0 | 0 | 108.0034 | 0
7129 | 0 | 0 | 51.2 | 42.6196 | 0 | 0 | 21.3098 | 0 | 0 | 0 | 51.6162 | 0
7130 | 0 | 0 | 99.5 | 42.3103 | 0 | 0 | 21.1552 | 0 | 0 | 0 | 46.2226 | 0
7131 | 0 | 1.5 | 145.7 | 40.9563 | 0 | 0 | 20.4781 | 0 | 0 | 0 | 44.751 | 0
7132 | 0 | 8.9 | 184.7 | 42.8328 | 0 | 0 | 21.4164 | 0 | 0 | 0 | 46.5641 | 0
7133 | 0 | 17.8 | 217.5 | 41.0877 | 0 | 0 | 20.5438 | 0 | 0 | 0 | 56.8982 | 0
7134 | 0 | 35.5 | 241.9 | 59.0852 | 0 | 0 | 29.5426 | 0 | 0 | 0 | 86.2243 | 0
7135 | 0 | 225.3 | 759.2 | 95.9275 | 0 | 0 | 47.9638 | 0 | 56.3 | 42.9 | 79.4794 | 0
7136 | 0.7 | 245.7 | 687.2 | 169.8605 | 33.6 | 0 | 84.9302 | 0 | 37.6 | 43 | 78.6489 | 0
7137 | 2.1 | 191.6 | 154.9 | 266.1568 | 28 | 0 | 133.0784 | 0 | 0 | 43.2 | 88.5976 | 0
7138 | 3.5 | 144.5 | 138.7 | 310.8904 | 41.2 | 0 | 155.4452 | 0 | 0 | 43.4 | 90.6206 | 0
7139 | 3.5 | 93.2 | 93.5 | 316.0996 | 31.7 | 0 | 158.0498 | 0 | 0 | 43.4 | 109.5738 | 0
7140 | 2.8 | 36.7 | 46.6 | 271.119 | 21.9 | 0 | 135.5595 | 0 | 0 | 43.3 | 126.7877 | 0
7141 | 1.4 | 3.2 | 424.8 | 246.1646 | 1.7 | 0 | 123.0823 | 0 | 75.1 | 43.1 | 235.4773 | 0
7142 | 2.1 | 0 | 300.5 | 226.0249 | 0.6 | 0 | 113.0125 | 0 | 37.6 | 43.2 | 114.7747 | 0
7143 | 3.5 | 0 | 0 | 197.1584 | 17 | 0 | 98.5792 | 0 | 0 | 43.4 | 104.2569 | 0
7144 | 2.8 | 0 | 0 | 160.4624 | 24.9 | 0 | 80.2312 | 0 | 0 | 43.3 | 137.1879 | 0
7145 | 2.1 | 0.2 | 0.1 | 151.7474 | 19.7 | 0 | 75.8737 | 0 | 0 | 43.2 | 191.2684 | 0
7146 | 0.7 | 11.5 | 412.8 | 97.4399 | 4.4 | 0 | 48.72 | 0 | 37.6 | 43 | 191.0253 | 0
7147 | 0 | 0.3 | 357.9 | 61.5491 | 0 | 0 | 30.7745 | 0 | 75.1 | 42.9 | 169.4399 | 0
7148 | 0 | 0 | 311.6 | 41.9585 | 0 | 0 | 20.9793 | 0 | 75.1 | 42.9 | 215.9237 | 0
7149 | 0 | 0.4 | 373.6 | 40.9941 | 0 | 0 | 20.497 | 0 | 75.1 | 42.9 | 174.2711 | 0
7150 | 0 | 10.7 | 413.6 | 39.6462 | 0 | 0 | 19.8231 | 0 | 93.9 | 42.9 | 129.8209 | 0
7151 | 0 | 0 | 8.6 | 43.4378 | 0 | 0 | 21.7189 | 0 | 0 | 0 | 100.0718 | 0
7152 | 0 | 0 | 47.7 | 42.9196 | 0 | 0 | 21.4598 | 0 | 0 | 0 | 71.8563 | 0
7153 | 0 | 0 | 95.4 | 41.802 | 0 | 0 | 20.901 | 0 | 0 | 0 | 79.5966 | 0
7154 | 0 | 1.1 | 136.2 | 42.0624 | 0 | 0 | 21.0312 | 0 | 0 | 0 | 76.4972 | 0
7155 | 0 | 8.3 | 175.3 | 40.1102 | 0 | 0 | 20.0551 | 0 | 0 | 0 | 76.0305 | 0
7156 | 0 | 16 | 209.5 | 41.3629 | 0 | 0 | 20.6814 | 0 | 0 | 0 | 79.4784 | 0
7157 | 0 | 31.4 | 237.9 | 43.5931 | 0 | 0 | 21.7965 | 0 | 0 | 0 | 92.292 | 0
7158 | 0 | 47.1 | 258.6 | 56.9749 | 0 | 0 | 28.4875 | 0 | 0 | 0 | 121.9458 | 0
7159 | 0 | 231.1 | 774.9 | 106.9084 | 9.2 | 0 | 53.4542 | 0 | 56.3 | 42.9 | 109.4512 | 0
7160 | 0.7 | 262.9 | 720.1 | 208.209 | 66.7 | 0 | 104.1045 | 0 | 37.6 | 43 | 104.8619 | 0
7161 | 2.1 | 259.2 | 249 | 298.7916 | 63 | 0 | 149.3958 | 0 | 0 | 43.2 | 96.4698 | 0
7162 | 3.5 | 268.7 | 314 | 298.9079 | 82.7 | 0 | 149.4539 | 0 | 0 | 43.4 | 82.4383 | 0
7163 | 3.5 | 263.2 | 321.9 | 271.8361 | 73.5 | 0 | 135.9181 | 0 | 0 | 43.4 | 108.9665 | 0
7164 | 2.8 | 251 | 327.7 | 242.5618 | 46.9 | 0 | 121.2809 | 0 | 0 | 43.3 | 227.8478 | 0
7165 | 1.4 | 230.3 | 805.2 | 237.8482 | 15.3 | 0 | 118.9241 | 0 | 75.1 | 43.1 | 125.8543 | 0
7166 | 2.1 | 181.5 | 653.6 | 249.3088 | 11.4 | 0 | 124.6544 | 0 | 37.6 | 43.2 | 224.7313 | 0
7167 | 3.5 | 159.7 | 131.7 | 244.9234 | 29.3 | 0 | 122.4617 | 0 | 0 | 43.4 | 274.3977 | 0
7168 | 2.8 | 139.5 | 168.6 | 207.9664 | 29.5 | 0 | 103.9832 | 0 | 0 | 43.3 | 261.7735 | 0
7169 | 2.1 | 129.5 | 187.6 | 236.5775 | 21.4 | 0 | 118.2887 | 0 | 0 | 43.2 | 134.0673 | 0
7170 | 0.7 | 147.7 | 681.4 | 180.7592 | 9.1 | 0 | 90.3796 | 0 | 37.6 | 43 | 206.0162 | 0
7171 | 0 | 103.8 | 607.8 | 102.1796 | 0 | 0 | 51.0898 | 0 | 75.1 | 42.9 | 151.0704 | 0
7172 | 0 | 70.1 | 528 | 65.1051 | 0 | 0 | 32.5526 | 0 | 75.1 | 42.9 | 176.2153 | 0
7173 | 0 | 88.4 | 576.6 | 42.1863 | 0 | 0 | 21.0932 | 0 | 75.1 | 42.9 | 250.7428 | 0
7174 | 0 | 101.1 | 601.9 | 41.4875 | 0 | 0 | 20.7437 | 0 | 93.9 | 42.9 | 275.89 | 0
7175 | 0 | 1.6 | 132.4 | 43.2636 | 0 | 0 | 21.6318 | 0 | 0 | 0 | 135.1637 | 0
7176 | 0 | 11.5 | 206.2 | 40.6039 | 0 | 0 | 20.3019 | 0 | 0 | 0 | 124.1819 | 0
7177 | 0 | 27.2 | 232.4 | 41.9539 | 0 | 0 | 20.9769 | 0 | 0 | 0 | 104.1345 | 0
7178 | 0 | 41.5 | 254.3 | 42.9528 | 0 | 0 | 21.4764 | 0 | 0 | 0 | 81.8448 | 0
7179 | 0 | 53.9 | 274.6 | 42.0624 | 0 | 0 | 21.0312 | 0 | 0 | 0 | 78.1664 | 0
7180 | 0 | 64.1 | 291.7 | 43.974 | 0 | 0 | 21.987 | 0 | 0 | 0 | 78.8854 | 0
7181 | 0 | 72.5 | 306.3 | 42.1306 | 0 | 0 | 21.0653 | 0 | 0 | 0 | 111.5067 | 0
7182 | 0 | 79.7 | 314.9 | 53.2744 | 0 | 0 | 26.6372 | 0 | 0 | 0 | 122.3979 | 0
7183 | 0 | 243.3 | 840.9 | 67.7497 | 11.9 | 0 | 33.8748 | 0 | 56.3 | 42.9 | 113.919 | 0
7184 | 0 | 252.8 | 795 | 78.3376 | 15.3 | 0 | 39.1688 | 0 | 37.6 | 42.9 | 184.4119 | 0
7185 | 0 | 242.8 | 280.2 | 78.1702 | 10.9 | 0 | 39.0851 | 0 | 0 | 42.9 | 257.0346 | 0
7186 | 0 | 244.5 | 340.1 | 76.6789 | 8.8 | 0 | 38.3394 | 0 | 0 | 42.9 | 184.3935 | 0
7187 | 0 | 233.9 | 340.7 | 75.8895 | 6.9 | 0 | 37.9447 | 0 | 0 | 42.9 | 261.5138 | 0
7188 | 0 | 218.6 | 334.9 | 71.0299 | 3.7 | 0 | 35.5149 | 0 | 0 | 42.9 | 272.7333 | 0
7189 | 0 | 206.9 | 811.3 | 71.2899 | 0 | 0 | 35.645 | 0 | 75.1 | 42.9 | 349.3652 | 0
7190 | 0 | 153.1 | 680.4 | 72.3024 | 0 | 0 | 36.1512 | 0 | 37.6 | 42.9 | 248.0493 | 0
7191 | 0 | 126.5 | 141.3 | 71.3547 | 0 | 0 | 35.6773 | 0 | 0 | 42.9 | 184.4617 | 0
7192 | 0 | 112.3 | 176.5 | 80.092 | 0 | 0 | 40.046 | 0 | 0 | 42.9 | 162.0361 | 0
7193 | 0 | 111.3 | 188.4 | 77.683 | 0 | 0 | 38.8415 | 0 | 0 | 42.9 | 222.4931 | 0
7194 | 0 | 129.1 | 674.5 | 66.3154 | 0 | 0 | 33.1577 | 0 | 37.6 | 42.9 | 485.8971 | 0
7195 | 0 | 111.7 | 601.4 | 41.0114 | 0 | 0 | 20.5057 | 0 | 75.1 | 42.9 | 371.6789 | 0
7196 | 0 | 80 | 521.6 | 42.0177 | 0 | 0 | 21.0089 | 0 | 75.1 | 42.9 | 227.4573 | 0
7197 | 0 | 96.6 | 569.6 | 41.3446 | 0 | 0 | 20.6723 | 0 | 75.1 | 42.9 | 232.3798 | 0
7198 | 0 | 108.3 | 594.5 | 39.5591 | 0 | 0 | 19.7796 | 0 | 93.9 | 42.9 | 205.874 | 0
7199 | 0 | 7 | 128.7 | 40.275 | 0 | 0 | 20.1375 | 0 | 0 | 0 | 205.6617 | 0
7200 | 0 | 26 | 204 | 41.8711 | 0 | 0 | 20.9356 | 0 | 0 | 0 | 183.711 | 0
7201 | 0 | 44.7 | 238 | 41.6517 | 1 | 0 | 20.8259 | 0 | 0 | 0 | 102.3406 | 0
7202 | 0 | 62.8 | 273.6 | 43.4831 | 6.1 | 0 | 21.7415 | 0 | 0 | 0 | 97.6753 | 0
7203 | 0 | 80.8 | 311.4 | 43.59 | 11.4 | 0 | 21.795 | 0 | 0 | 0 | 89.5479 | 0
7204 | 0 | 95.1 | 341.5 | 41.7342 | 14.9 | 0 | 20.8671 | 0 | 0 | 0 | 88.3614 | 0
7205 | 0 | 106.8 | 366 | 41.5231 | 18.3 | 0 | 20.7616 | 0 | 0 | 0 | 82.2011 | 0
7206 | 0 | 116.8 | 383.6 | 42.8186 | 21.6 | 0 | 21.4093 | 0 | 0 | 0 | 79.8335 | 0
7207 | 0 | 285.2 | 928.3 | 54.3313 | 37.8 | 0 | 27.1656 | 0 | 56.3 | 42.9 | 135.0858 | 0
7208 | 0 | 281.4 | 887.4 | 67.6325 | 38 | 0 | 33.8163 | 0 | 37.6 | 42.9 | 117.9608 | 0
7209 | 0 | 256.8 | 344.2 | 74.1294 | 33.7 | 0 | 37.0647 | 0 | 0 | 42.9 | 135.5993 | 0
7210 | 0 | 238.1 | 385.8 | 70.7789 | 28.4 | 0 | 35.3894 | 0 | 0 | 42.9 | 257.8475 | 0
7211 | 0 | 218.8 | 372.9 | 71.0485 | 24 | 0 | 35.5242 | 0 | 0 | 42.9 | 166.8217 | 0
7212 | 0 | 200.1 | 358.2 | 70.6158 | 13.9 | 0 | 35.3079 | 0 | 0 | 42.9 | 139.0459 | 0
7213 | 0 | 191.5 | 830.8 | 69.7673 | 9.7 | 0 | 34.8836 | 0 | 75.1 | 42.9 | 167.3033 | 0
7214 | 0 | 176 | 743.8 | 66.6969 | 11.2 | 0 | 33.3484 | 0 | 37.6 | 42.9 | 128.0762 | 0
7215 | 0 | 172.8 | 238.1 | 62.7832 | 12.7 | 0 | 31.3916 | 0 | 0 | 42.9 | 157.172 | 0
7216 | 0 | 176.1 | 301.9 | 66.7908 | 12.1 | 0 | 33.3954 | 0 | 0 | 42.9 | 151.022 | 0
7217 | 0 | 185.5 | 324.4 | 71.5992 | 11.2 | 0 | 35.7996 | 0 | 0 | 42.9 | 155.0754 | 0
7218 | 0 | 207.2 | 833.5 | 71.6547 | 19.5 | 0 | 35.8274 | 0 | 37.6 | 42.9 | 237.3875 | 0
7219 | 0 | 199.4 | 778.7 | 68.8121 | 21.6 | 0 | 34.406 | 0 | 75.1 | 42.9 | 273.7603 | 0
7220 | 0 | 162.8 | 693.8 | 49.9629 | 10.2 | 0 | 24.9815 | 0 | 75.1 | 42.9 | 328.2716 | 0
7221 | 0 | 176.3 | 742.4 | 43.7211 | 15.2 | 0 | 21.8605 | 0 | 75.1 | 42.9 | 268.7463 | 0
7222 | 0 | 183.8 | 770.4 | 40.0507 | 18.7 | 0 | 20.0253 | 0 | 93.9 | 42.9 | 244.7975 | 0
7223 | 0 | 74.7 | 264.1 | 39.8145 | 22.5 | 0 | 19.9073 | 0 | 0 | 0 | 165.1421 | 0
7224 | 0 | 99.9 | 351.6 | 45.342 | 25.6 | 0 | 22.671 | 0 | 0 | 0 | 116.5742 | 0
7225 | 0 | 109.4 | 371.2 | 42.0639 | 27.5 | 0 | 21.032 | 0 | 0 | 0 | 94.6788 | 0
7226 | 0 | 115 | 382.7 | 41.361 | 28.1 | 0 | 20.6805 | 0 | 0 | 0 | 89.9067 | 0
7227 | 0 | 118.7 | 390.5 | 43.5209 | 28.4 | 0 | 21.7604 | 0 | 0 | 0 | 82.1984 | 0
7228 | 0 | 122.8 | 399.7 | 41.6015 | 29 | 0 | 20.8008 | 0 | 0 | 0 | 75.5586 | 0
7229 | 0 | 127.1 | 410.3 | 44.1872 | 29.7 | 0 | 22.0936 | 0 | 0 | 0 | 80.0684 | 0
7230 | 0 | 130.1 | 412.7 | 42.24 | 30.8 | 0 | 21.12 | 0 | 0 | 0 | 101.6236 | 0
7231 | 0 | 294.1 | 954.1 | 59.8318 | 42.9 | 0 | 29.9159 | 0 | 56.3 | 42.9 | 104.3769 | 0
7232 | 0.7 | 331.2 | 904.1 | 99.7492 | 99.4 | 0 | 49.8746 | 0 | 37.6 | 43 | 104.6185 | 0
7233 | 2.1 | 273.2 | 296.2 | 167.4998 | 106.3 | 0 | 83.7499 | 0 | 0 | 43.2 | 94.5581 | 0
7234 | 3.5 | 213.3 | 282.6 | 281.8159 | 120.1 | 0 | 140.908 | 0 | 0 | 43.4 | 102.703 | 0
7235 | 3.5 | 149.7 | 223.1 | 339.7556 | 96.3 | 0 | 169.8778 | 0 | 0 | 43.4 | 109.2069 | 0
7236 | 2.8 | 93.9 | 162.6 | 289.0269 | 57.6 | 0 | 144.5135 | 0 | 0 | 43.3 | 126.5683 | 0
7237 | 1.4 | 46.7 | 540 | 282.7838 | 32.3 | 0 | 141.3919 | 0 | 75.1 | 43.1 | 179.6388 | 0
7238 | 2.1 | 19.5 | 418.4 | 283.9107 | 27.5 | 0 | 141.9554 | 0 | 37.6 | 43.2 | 95.1534 | 0
7239 | 3.5 | 12.2 | 9.1 | 317.4139 | 34.3 | 0 | 158.707 | 0 | 0 | 43.4 | 157.9474 | 0
7240 | 2.8 | 13.3 | 12.5 | 348.4459 | 27 | 0 | 174.2229 | 0 | 0 | 43.3 | 101.025 | 0
7241 | 2.1 | 20.1 | 29.6 | 364.5482 | 21.8 | 0 | 182.2741 | 0 | 0 | 43.2 | 91.698 | 0
7242 | 0.7 | 50.9 | 505.9 | 254.3977 | 20.5 | 0 | 127.1989 | 0 | 37.6 | 43 | 112.1181 | 0
7243 | 0 | 19.6 | 420.5 | 129.0892 | 0 | 0 | 64.5446 | 0 | 75.1 | 42.9 | 174.3381 | 0
7244 | 0 | 3.9 | 339.2 | 78.6066 | 0 | 0 | 39.3033 | 0 | 75.1 | 42.9 | 165.8976 | 0
7245 | 0 | 9.3 | 378.5 | 57.0865 | 0 | 0 | 28.5432 | 0 | 75.1 | 42.9 | 145.1755 | 0
7246 | 0 | 17.3 | 390.2 | 41.4025 | 0 | 0 | 20.7013 | 0 | 93.9 | 42.9 | 130.557 | 0
7247 | 0 | 0 | 5.3 | 43.4437 | 0 | 0 | 21.7218 | 0 | 0 | 0 | 125.5876 | 0
7248 | 0 | 0 | 13.7 | 41.0396 | 0 | 0 | 20.5198 | 0 | 0 | 0 | 154.4879 | 0
7249 | 0 | 0 | 28.7 | 40.8909 | 0 | 0 | 20.4454 | 0 | 0 | 0 | 107.6428 | 0
7250 | 0 | 0 | 54.8 | 39.9174 | 0 | 0 | 19.9587 | 0 | 0 | 0 | 82.4362 | 0
7251 | 0 | 0 | 81.4 | 43.2711 | 0 | 0 | 21.6355 | 0 | 0 | 0 | 75.7936 | 0
7252 | 0 | 0 | 104.2 | 42.3227 | 0 | 0 | 21.1614 | 0 | 0 | 0 | 78.5309 | 0
7253 | 0 | 2.9 | 123.6 | 42.5896 | 0 | 0 | 21.2948 | 0 | 0 | 0 | 78.0475 | 0
7254 | 0 | 8.4 | 137 | 42.3444 | 0.6 | 0 | 21.1722 | 0 | 0 | 0 | 82.7932 | 0
7255 | 0 | 173.6 | 640.7 | 54.8817 | 12.8 | 0 | 27.4408 | 0 | 56.3 | 42.9 | 97.5511 | 0
7256 | 0.7 | 197.9 | 587.2 | 102.8521 | 64.2 | 0 | 51.4261 | 0 | 37.6 | 43 | 102.6981 | 0
7257 | 2.1 | 187.7 | 131.9 | 194.3338 | 65.5 | 0 | 97.1669 | 0 | 0 | 43.2 | 92.4129 | 0
7258 | 3.5 | 185.3 | 174.7 | 293.0822 | 82.6 | 0 | 146.5411 | 0 | 0 | 43.4 | 86.5798 | 0
7259 | 3.5 | 176.1 | 175.4 | 311.8688 | 77.7 | 0 | 155.9344 | 0 | 0 | 43.4 | 113.5608 | 0
7260 | 2.8 | 164.6 | 175.4 | 309.6932 | 60.8 | 0 | 154.8466 | 0 | 0 | 43.3 | 130.9251 | 0
7261 | 1.4 | 152 | 614.4 | 319.3243 | 38.3 | 0 | 159.6622 | 0 | 75.1 | 43.1 | 77.8094 | 0
7262 | 2.1 | 149.4 | 549.9 | 350.0246 | 39.3 | 0 | 175.0123 | 0 | 37.6 | 43.2 | 81.4883 | 0
7263 | 3.5 | 152.9 | 105.2 | 355.0934 | 55.1 | 0 | 177.5467 | 0 | 0 | 43.4 | 111.2694 | 0
7264 | 2.8 | 150.5 | 151.4 | 351.8745 | 56.2 | 0 | 175.9373 | 0 | 0 | 43.3 | 125.1418 | 0
7265 | 2.1 | 151.9 | 174.7 | 360.05 | 48.1 | 0 | 180.025 | 0 | 0 | 43.2 | 315.1441 | 0
7266 | 0.7 | 151.8 | 640.7 | 255.1245 | 33.1 | 0 | 127.5622 | 0 | 37.6 | 43 | 202.1645 | 0
7267 | 0 | 110.8 | 568.2 | 142.2591 | 0 | 0 | 71.1295 | 0 | 75.1 | 42.9 | 136.5567 | 0
7268 | 0 | 82.1 | 487.4 | 99.4538 | 0 | 0 | 49.7269 | 0 | 75.1 | 42.9 | 170.1547 | 0
7269 | 0 | 94.3 | 530.7 | 67.8795 | 0 | 0 | 33.9398 | 0 | 75.1 | 42.9 | 141.2399 | 0
7270 | 0 | 104.5 | 555.6 | 42.1445 | 0 | 0 | 21.0723 | 0 | 93.9 | 42.9 | 155.3261 | 0
7271 | 0 | 12.5 | 120.7 | 41.8773 | 0 | 0 | 20.9387 | 0 | 0 | 0 | 130.5981 | 0
7272 | 0 | 26 | 175.2 | 40.7818 | 0 | 0 | 20.3909 | 0 | 0 | 0 | 114.5315 | 0
7273 | 0 | 34.5 | 187.1 | 41.7323 | 0 | 0 | 20.8662 | 0 | 0 | 0 | 93.607 | 0
7274 | 0 | 47.1 | 211.8 | 41.3496 | 0.6 | 0 | 20.6748 | 0 | 0 | 0 | 78.5241 | 0
7275 | 0 | 58.5 | 235.3 | 44.7299 | 1.3 | 0 | 22.3649 | 0 | 0 | 0 | 78.409 | 0
7276 | 0 | 68.1 | 255.7 | 42.7916 | 2.2 | 0 | 21.3958 | 0 | 0 | 0 | 81.1375 | 0
7277 | 0 | 75.8 | 272 | 42.8217 | 4.4 | 0 | 21.4108 | 0 | 0 | 0 | 77.8089 | 0
7278 | 0 | 83.1 | 283.5 | 41.7255 | 7.1 | 0 | 20.8627 | 0 | 0 | 0 | 76.7347 | 0
7279 | 0 | 243.5 | 807.7 | 56.9049 | 24 | 0 | 28.4524 | 0 | 56.3 | 42.9 | 93.4871 | 0
7280 | 0.7 | 280.4 | 761.7 | 93.3766 | 73.7 | 0 | 46.6883 | 0 | 37.6 | 43 | 102.4571 | 0
7281 | 2.1 | 264.4 | 246.5 | 167.8264 | 79.9 | 0 | 83.9132 | 0 | 0 | 43.2 | 103.4168 | 0
7282 | 3.5 | 250.9 | 283.5 | 244.646 | 101.2 | 0 | 122.323 | 0 | 0 | 43.4 | 96.1104 | 0
7283 | 3.5 | 223.4 | 264.4 | 279.2876 | 99 | 0 | 139.6438 | 0 | 0 | 43.4 | 169.4751 | 0
7284 | 2.8 | 191.9 | 241.7 | 255.7924 | 80.6 | 0 | 127.8962 | 0 | 0 | 43.3 | 167.5548 | 0
7285 | 1.4 | 171.4 | 688.7 | 255.18 | 53.8 | 0 | 127.59 | 0 | 75.1 | 43.1 | 167.4 | 0
7286 | 2.1 | 163.2 | 620.3 | 245.6269 | 55.9 | 0 | 122.8135 | 0 | 37.6 | 43.2 | 118.0379 | 0
7287 | 3.5 | 159.2 | 136.5 | 246.5142 | 76.4 | 0 | 123.2571 | 0 | 0 | 43.4 | 160.0951 | 0
7288 | 2.8 | 151.1 | 180.6 | 287.8049 | 75.6 | 0 | 143.9024 | 0 | 0 | 43.3 | 91.2175 | 0
7289 | 2.1 | 147.1 | 195.9 | 322.5748 | 62.9 | 0 | 161.2874 | 0 | 0 | 43.2 | 160.075 | 0
7290 | 0.7 | 157 | 679.4 | 240.5219 | 41.7 | 0 | 120.2609 | 0 | 37.6 | 43 | 267.3799 | 0
7291 | 0 | 119.4 | 617.1 | 136.3771 | 0.1 | 0 | 68.1885 | 0 | 75.1 | 42.9 | 189.0829 | 0
7292 | 0 | 93.7 | 542.6 | 91.6339 | 0 | 0 | 45.8169 | 0 | 75.1 | 42.9 | 200.2117 | 0
7293 | 0 | 111.6 | 597.4 | 60.6212 | 0 | 0 | 30.3106 | 0 | 75.1 | 42.9 | 212.9566 | 0
7294 | 0 | 124.5 | 628.8 | 44.6781 | 0 | 0 | 22.3391 | 0 | 93.9 | 42.9 | 216.7535 | 0
7295 | 0 | 21.8 | 157.8 | 41.8172 | 0.2 | 0 | 20.9086 | 0 | 0 | 0 | 178.3282 | 0
7296 | 0 | 49 | 246.2 | 41.6071 | 1.9 | 0 | 20.8035 | 0 | 0 | 0 | 112.7223 | 0
7297 | 0 | 68.8 | 286.3 | 43.5175 | 5.5 | 0 | 21.7587 | 0 | 0 | 0 | 84.2091 | 0
7298 | 0 | 88.3 | 327.8 | 42.2954 | 9.7 | 0 | 21.1477 | 0 | 0 | 0 | 82.9135 | 0
7299 | 0 | 107.6 | 370.6 | 42.0373 | 14.3 | 0 | 21.0186 | 0 | 0 | 0 | 83.503 | 0
7300 | 0 | 122.9 | 404.6 | 41.3446 | 19.1 | 0 | 20.6723 | 0 | 0 | 0 | 75.5564 | 0
7301 | 0 | 135.4 | 433.4 | 41.3951 | 23.1 | 0 | 20.6976 | 0 | 0 | 0 | 96.5865 | 0
7302 | 0 | 146.3 | 455.3 | 41.4961 | 27 | 0 | 20.7481 | 0 | 0 | 0 | 122.3678 | 0
7303 | 0 | 318 | 1009.3 | 61.1493 | 44.1 | 0 | 30.5746 | 0 | 56.3 | 42.9 | 116.6271 | 0
7304 | 0.7 | 371.1 | 970.8 | 99.0041 | 98.7 | 0 | 49.5021 | 0 | 37.6 | 43 | 171.0615 | 0
7305 | 2.1 | 368.9 | 423.8 | 175.6972 | 114.8 | 0 | 87.8486 | 0 | 0 | 43.2 | 196.0191 | 0
7306 | 3.5 | 366.3 | 472.5 | 239.7344 | 154 | 0 | 119.8672 | 0 | 0 | 43.4 | 189.9729 | 0
7307 | 3.5 | 328.2 | 445.2 | 254.998 | 159.4 | 0 | 127.499 | 0 | 0 | 43.4 | 302.2458 | 0
7308 | 2.8 | 285.2 | 415.8 | 259.627 | 135.3 | 0 | 129.8135 | 0 | 0 | 43.3 | 194.0472 | 0
7309 | 1.4 | 258.1 | 906.7 | 227.9573 | 98.7 | 0 | 113.9786 | 0 | 75.1 | 43.1 | 238.6024 | 0
7310 | 2.1 | 260.2 | 843.6 | 199.0738 | 104.1 | 0 | 99.5369 | 0 | 37.6 | 43.2 | 186.4692 | 0
7311 | 3.5 | 279.3 | 330.1 | 197.1798 | 137.4 | 0 | 98.5899 | 0 | 0 | 43.4 | 155.8001 | 0
7312 | 2.8 | 284.9 | 410.4 | 201.771 | 137 | 0 | 100.8855 | 0 | 0 | 43.3 | 131.9921 | 0
7313 | 2.1 | 279.9 | 434.2 | 240.4503 | 114.3 | 0 | 120.2251 | 0 | 0 | 43.2 | 220.0385 | 0
7314 | 0.7 | 284.6 | 966 | 149.6839 | 70.8 | 0 | 74.8419 | 0 | 37.6 | 43 | 207.7128 | 0
7315 | 0 | 225.7 | 932.5 | 102.2574 | 19.1 | 0 | 51.1287 | 0 | 75.1 | 42.9 | 180.3486 | 0
7316 | 0 | 196 | 847.2 | 64.431 | 13.4 | 0 | 32.2155 | 0 | 75.1 | 42.9 | 291.5685 | 0
7317 | 0 | 210.6 | 897.1 | 48.0423 | 21.1 | 0 | 24.0212 | 0 | 75.1 | 42.9 | 281.0332 | 0
7318 | 0 | 219.9 | 932.5 | 42.3912 | 26.3 | 0 | 21.1956 | 0 | 93.9 | 42.9 | 198.4824 | 0
7319 | 0 | 111 | 393.7 | 42.0816 | 30.1 | 0 | 21.0408 | 0 | 0 | 0 | 289.7398 | 0
7320 | 0 | 138.2 | 488 | 43.2314 | 33.8 | 0 | 21.6157 | 0 | 0 | 0 | 139.9885 | 0
7321 | 0 | 149.3 | 511.6 | 43.4022 | 37.2 | 0 | 21.7011 | 0 | 0 | 0 | 104.1328 | 0
7322 | 0 | 158 | 530.6 | 39.5948 | 39.1 | 0 | 19.7974 | 0 | 0 | 0 | 87.8856 | 0
7323 | 0 | 165.5 | 546.4 | 40.6181 | 40.4 | 0 | 20.3091 | 0 | 0 | 0 | 81.016 | 0
7324 | 0 | 172 | 559.7 | 43.0247 | 42.3 | 0 | 21.5123 | 0 | 0 | 0 | 81.9613 | 0
7325 | 0 | 177.7 | 572.1 | 43.7493 | 44.1 | 0 | 21.8746 | 0 | 0 | 0 | 84.5665 | 0
7326 | 0 | 183.7 | 583.6 | 42.4867 | 46.9 | 0 | 21.2433 | 0 | 0 | 0 | 87.8844 | 0
7327 | 0 | 357.9 | 1180.5 | 56.9312 | 61.3 | 0 | 28.4656 | 0 | 56.3 | 42.9 | 129.8715 | 0
7328 | 0.7 | 411.4 | 1131.5 | 95.7952 | 123.1 | 0 | 47.8976 | 0 | 37.6 | 43 | 174.8962 | 0
7329 | 2.1 | 402.5 | 521.3 | 164.0727 | 130.7 | 0 | 82.0363 | 0 | 0 | 43.2 | 128.4587 | 0
7330 | 3.5 | 409.1 | 574.1 | 248.4441 | 159.6 | 0 | 124.2221 | 0 | 0 | 43.4 | 135.7473 | 0
7331 | 3.5 | 394.4 | 572.4 | 320.6365 | 153.4 | 0 | 160.3183 | 0 | 0 | 43.4 | 132.172 | 0
7332 | 2.8 | 373.2 | 572.2 | 314.5701 | 133 | 0 | 157.285 | 0 | 0 | 43.3 | 136.9148 | 0
7333 | 1.4 | 343.6 | 1147.8 | 221.7189 | 96.6 | 0 | 110.8594 | 0 | 75.1 | 43.1 | 158.2904 | 0
7334 | 2.1 | 275.5 | 963.1 | 196.9824 | 88.1 | 0 | 98.4912 | 0 | 37.6 | 43.2 | 196.6738 | 0
7335 | 3.5 | 240.3 | 330.4 | 198.1573 | 107.2 | 0 | 99.0787 | 0 | 0 | 43.4 | 244.0895 | 0
7336 | 2.8 | 218.3 | 368.9 | 257.2645 | 103.7 | 0 | 128.6322 | 0 | 0 | 43.3 | 184.2465 | 0
7337 | 2.1 | 209.4 | 380.4 | 283.408 | 89.2 | 0 | 141.704 | 0 | 0 | 43.2 | 120.664 | 0
7338 | 0.7 | 226 | 919.7 | 191.8411 | 57.7 | 0 | 95.9205 | 0 | 37.6 | 43 | 158.499 | 0
7339 | 0 | 178.4 | 873.4 | 101.4596 | 8.9 | 0 | 50.7298 | 0 | 75.1 | 42.9 | 328.1475 | 0
7340 | 0 | 146.2 | 776.5 | 75.6106 | 3.4 | 0 | 37.8053 | 0 | 75.1 | 42.9 | 364.3057 | 0
7341 | 0 | 160.4 | 815 | 55.9788 | 8.5 | 0 | 27.9894 | 0 | 75.1 | 42.9 | 216.9498 | 0
7342 | 0 | 169.7 | 834.2 | 41.3198 | 13.6 | 0 | 20.6599 | 0 | 93.9 | 42.9 | 177.8805 | 0
7343 | 0 | 59 | 298.9 | 40.8438 | 18.2 | 0 | 20.4219 | 0 | 0 | 0 | 143.0796 | 0
7344 | 0 | 84.1 | 381.3 | 42.7743 | 23.4 | 0 | 21.3871 | 0 | 0 | 0 | 142.659 | 0
7345 | 0 | 99.8 | 410.1 | 41.4794 | 28.2 | 0 | 20.7397 | 0 | 0 | 0 | 102.4603 | 0
7346 | 0 | 114.7 | 439.3 | 42.5189 | 33.2 | 0 | 21.2594 | 0 | 0 | 0 | 88.359 | 0
7347 | 0 | 127.7 | 464.7 | 42.742 | 38.6 | 0 | 21.371 | 0 | 0 | 0 | 82.4394 | 0
7348 | 0 | 138.4 | 485.2 | 42.7482 | 41.5 | 0 | 21.3741 | 0 | 0 | 0 | 79.5981 | 0
7349 | 0 | 146.9 | 502.5 | 39.5551 | 43.8 | 0 | 19.7775 | 0 | 0 | 0 | 79.2392 | 0
7350 | 0 | 154.2 | 515.1 | 44.3825 | 45.3 | 0 | 22.1912 | 0 | 0 | 0 | 91.1013 | 0
7351 | 0 | 326.6 | 1108.5 | 44.9155 | 59.1 | 0 | 22.4578 | 0 | 56.3 | 42.9 | 131.3563 | 0
7352 | 0 | 351.6 | 1065.8 | 55.6828 | 60 | 0 | 27.8414 | 0 | 37.6 | 42.9 | 145.7873 | 0
7353 | 0 | 344 | 471.6 | 66.1136 | 54.3 | 0 | 33.0568 | 0 | 0 | 42.9 | 123.3314 | 0
7354 | 0 | 347.8 | 529.6 | 63.3262 | 45.7 | 0 | 31.6631 | 0 | 0 | 42.9 | 132.9584 | 0
7355 | 0 | 336.4 | 533.7 | 61.7313 | 38.3 | 0 | 30.8656 | 0 | 0 | 42.9 | 123.6441 | 0
7356 | 0 | 324.3 | 540.9 | 57.6521 | 26.8 | 0 | 28.826 | 0 | 0 | 42.9 | 118.92 | 0
7357 | 0 | 314.9 | 1120.8 | 55.2235 | 18.6 | 0 | 27.6118 | 0 | 75.1 | 42.9 | 156.0161 | 0
7358 | 0 | 253.8 | 951.7 | 57.6595 | 15.7 | 0 | 28.8298 | 0 | 37.6 | 42.9 | 195.194 | 0
7359 | 0 | 222.8 | 332.7 | 54.5355 | 13.5 | 0 | 27.2678 | 0 | 0 | 42.9 | 90.7425 | 0
7360 | 0 | 206.6 | 376.6 | 56.0436 | 10.9 | 0 | 28.0218 | 0 | 0 | 42.9 | 135.9935 | 0
7361 | 0 | 205.6 | 388.4 | 67.1968 | 15 | 0 | 33.5984 | 0 | 0 | 42.9 | 122.2843 | 0
7362 | 0 | 223.8 | 926.5 | 67.137 | 25.1 | 0 | 33.5685 | 0 | 37.6 | 42.9 | 227.9219 | 0
7363 | 0 | 197.7 | 883.1 | 64.7502 | 27 | 0 | 32.3751 | 0 | 75.1 | 42.9 | 330.8228 | 0
7364 | 0 | 165.3 | 792.5 | 48.6684 | 17.2 | 0 | 24.3342 | 0 | 75.1 | 42.9 | 182.7591 | 0
7365 | 0 | 181 | 839.1 | 42.9742 | 23.5 | 0 | 21.4871 | 0 | 75.1 | 42.9 | 243.6281 | 0
7366 | 0 | 191.3 | 868.1 | 39.8901 | 27.7 | 0 | 19.9451 | 0 | 93.9 | 42.9 | 212.6493 | 0
7367 | 0 | 85.1 | 334.3 | 42.733 | 31.8 | 0 | 21.3665 | 0 | 0 | 0 | 229.1833 | 0
7368 | 0 | 112 | 425.6 | 41.5172 | 35 | 0 | 20.7586 | 0 | 0 | 0 | 185.7367 | 0
7369 | 0 | 127.4 | 457.8 | 44.0205 | 37.6 | 0 | 22.0102 | 0 | 0 | 0 | 117.045 | 0
7370 | 0 | 140.4 | 486.1 | 40.2397 | 39.8 | 0 | 20.1199 | 0 | 0 | 0 | 93.2442 | 0
7371 | 0 | 152.7 | 513 | 41.3263 | 42.1 | 0 | 20.6632 | 0 | 0 | 0 | 87.6454 | 0
7372 | 0 | 162.4 | 534.3 | 44.5287 | 44.1 | 0 | 22.2644 | 0 | 0 | 0 | 82.4388 | 0
7373 | 0 | 170.9 | 554.1 | 41.0303 | 45.7 | 0 | 20.5152 | 0 | 0 | 0 | 81.8464 | 0
7374 | 0 | 178.7 | 570.1 | 42.2152 | 48.1 | 0 | 21.1076 | 0 | 0 | 0 | 105.4581 | 0
7375 | 0 | 356.3 | 1173.2 | 44.8067 | 63.9 | 0 | 22.4034 | 0 | 56.3 | 42.9 | 120.0835 | 0
7376 | 0 | 355.7 | 1129.1 | 60.1724 | 64.1 | 0 | 30.0862 | 0 | 37.6 | 42.9 | 137.7552 | 0
7377 | 0 | 315.9 | 493.4 | 71.2202 | 55.5 | 0 | 35.6101 | 0 | 0 | 42.9 | 168.1531 | 0
7378 | 0 | 283.4 | 511.9 | 69.7515 | 50.6 | 0 | 34.8757 | 0 | 0 | 42.9 | 196.3023 | 0
7379 | 0 | 247.6 | 473.2 | 69.1233 | 41.5 | 0 | 34.5616 | 0 | 0 | 42.9 | 448.7079 | 0
7380 | 0 | 211.7 | 430.6 | 64.9638 | 35.7 | 0 | 32.4819 | 0 | 0 | 42.9 | 190.5911 | 0
7381 | 0 | 189.3 | 919.8 | 64.1428 | 34.2 | 0 | 32.0714 | 0 | 75.1 | 42.9 | 261.1298 | 0
7382 | 0 | 163.3 | 813.2 | 58.3104 | 33.3 | 0 | 29.1552 | 0 | 37.6 | 42.9 | 195.146 | 0
7383 | 0 | 156.7 | 264.5 | 57.9239 | 33.9 | 0 | 28.9619 | 0 | 0 | 42.9 | 132.5169 | 0
7384 | 0 | 161.9 | 326.6 | 64.4174 | 36.9 | 0 | 32.2087 | 0 | 0 | 42.9 | 200.1872 | 0
7385 | 0 | 176.9 | 355.7 | 73.3112 | 36.4 | 0 | 36.6556 | 0 | 0 | 42.9 | 244.7749 | 0
7386 | 0 | 204.2 | 893.8 | 74.8512 | 42.9 | 0 | 37.4256 | 0 | 37.6 | 42.9 | 231.0091 | 0
7387 | 0 | 202.3 | 860.8 | 62.8622 | 42.8 | 0 | 31.4311 | 0 | 75.1 | 42.9 | 374.6273 | 0
7388 | 0 | 167 | 771.6 | 47.2263 | 32.2 | 0 | 23.6132 | 0 | 75.1 | 42.9 | 468.5962 | 0
7389 | 0 | 182.2 | 819.9 | 42.7079 | 36 | 0 | 21.354 | 0 | 75.1 | 42.9 | 333.748 | 0
7390 | 0 | 191.5 | 848.1 | 42.2669 | 37.1 | 0 | 21.1335 | 0 | 93.9 | 42.9 | 307.0386 | 0
7391 | 0 | 87.7 | 319.8 | 44.4609 | 38.4 | 0 | 22.2304 | 0 | 0 | 0 | 203.2949 | 0
7392 | 0 | 114.9 | 412 | 41.8588 | 39.8 | 0 | 20.9294 | 0 | 0 | 0 | 233.8406 | 0
7393 | 0 | 128.6 | 443.2 | 42.5381 | 41.7 | 0 | 21.2691 | 0 | 0 | 0 | 133.9641 | 0
7394 | 0 | 140.5 | 471.2 | 40.779 | 44.1 | 0 | 20.3895 | 0 | 0 | 0 | 94.9153 | 0
7395 | 0 | 151.4 | 496.3 | 40.6485 | 44.8 | 0 | 20.3243 | 0 | 0 | 0 | 94.676 | 0
7396 | 0 | 160.1 | 516.5 | 41.0802 | 44.7 | 0 | 20.5401 | 0 | 0 | 0 | 87.8802 | 0
7397 | 0 | 167.4 | 533.7 | 41.2299 | 46.1 | 0 | 20.615 | 0 | 0 | 0 | 74.9719 | 0
7398 | 0 | 174.6 | 548.3 | 40.6098 | 47.6 | 0 | 20.3049 | 0 | 0 | 0 | 84.2096 | 0
7399 | 0 | 351.1 | 1144.3 | 56.3808 | 64 | 0 | 28.1904 | 0 | 56.3 | 42.9 | 104.3785 | 0
7400 | 0.7 | 403.7 | 1099.8 | 100.334 | 130.1 | 0 | 50.167 | 0 | 37.6 | 43 | 159.9391 | 0
7401 | 2.1 | 370.3 | 462.5 | 165.0244 | 133.9 | 0 | 82.5122 | 0 | 0 | 43.2 | 176.7074 | 0
7402 | 3.5 | 344.8 | 478.1 | 252.285 | 163.6 | 0 | 126.1425 | 0 | 0 | 43.4 | 137.8596 | 0
7403 | 3.5 | 298.2 | 438.4 | 310.1627 | 157.1 | 0 | 155.0813 | 0 | 0 | 43.4 | 92.4142 | 0
7404 | 2.8 | 231.2 | 377.2 | 273.5683 | 130.9 | 0 | 136.7841 | 0 | 0 | 43.3 | 129.8329 | 0
7405 | 1.4 | 182 | 827.2 | 207.7844 | 94.4 | 0 | 103.8922 | 0 | 75.1 | 43.1 | 164.0588 | 0
7406 | 2.1 | 151.3 | 713.1 | 197.6512 | 96.1 | 0 | 98.8256 | 0 | 37.6 | 43.2 | 170.4773 | 0
7407 | 3.5 | 143.3 | 182 | 200.619 | 117.6 | 0 | 100.3095 | 0 | 0 | 43.4 | 133.3343 | 0
7408 | 2.8 | 135.1 | 228.4 | 219.3442 | 115 | 0 | 109.6721 | 0 | 0 | 43.3 | 91.4571 | 0
7409 | 2.1 | 137.5 | 254.1 | 285.5663 | 99.4 | 0 | 142.7832 | 0 | 0 | 43.2 | 101.1414 | 0
7410 | 0.7 | 166 | 779.7 | 208.7412 | 65.3 | 0 | 104.3706 | 0 | 37.6 | 43 | 184.181 | 0
7411 | 0 | 128.1 | 728 | 121.9306 | 14.7 | 0 | 60.9653 | 0 | 75.1 | 42.9 | 256.483 | 0
7412 | 0 | 98.9 | 647.6 | 91.1566 | 8.3 | 0 | 45.5783 | 0 | 75.1 | 42.9 | 347.5526 | 0
7413 | 0 | 119.9 | 700.9 | 60.2499 | 13.6 | 0 | 30.1249 | 0 | 75.1 | 42.9 | 345.7391 | 0
7414 | 0 | 135 | 730.8 | 44.4919 | 16.8 | 0 | 22.2459 | 0 | 93.9 | 42.9 | 294.7182 | 0
7415 | 0 | 28 | 233.5 | 40.8983 | 19.9 | 0 | 20.4492 | 0 | 0 | 0 | 217.9547 | 0
7416 | 0 | 57.5 | 325 | 40.5565 | 22.6 | 0 | 20.2782 | 0 | 0 | 0 | 162.6981 | 0
7417 | 0 | 77.2 | 358.8 | 42.9147 | 25.2 | 0 | 21.4573 | 0 | 0 | 0 | 104.7411 | 0
7418 | 0 | 95 | 391 | 41.6489 | 27.5 | 0 | 20.8245 | 0 | 0 | 0 | 94.3229 | 0
7419 | 0 | 111.7 | 424.6 | 42.7287 | 29.9 | 0 | 21.3644 | 0 | 0 | 0 | 95.7505 | 0
7420 | 0 | 125 | 451.7 | 41.3468 | 31.9 | 0 | 20.6734 | 0 | 0 | 0 | 77.6831 | 0
7421 | 0 | 135.8 | 473.9 | 42.9735 | 33.7 | 0 | 21.4868 | 0 | 0 | 0 | 103.8946 | 0
7422 | 0 | 144.8 | 488.4 | 42.4185 | 35.7 | 0 | 21.2092 | 0 | 0 | 0 | 112.2413 | 0
7423 | 0 | 316.7 | 1052.8 | 60.2561 | 49.2 | 0 | 30.128 | 0 | 56.3 | 42.9 | 138.6886 | 0
7424 | 0.7 | 361.9 | 1012.8 | 107.7182 | 109.2 | 0 | 53.8591 | 0 | 37.6 | 43 | 118.6307 | 0
7425 | 2.1 | 314.3 | 387.6 | 165.8389 | 117.6 | 0 | 82.9195 | 0 | 0 | 43.2 | 203.2116 | 0
7426 | 3.5 | 241.3 | 356 | 243.923 | 146.6 | 0 | 121.9615 | 0 | 0 | 43.4 | 157.2131 | 0
7427 | 3.5 | 192.5 | 305.7 | 277.9264 | 139.9 | 0 | 138.9632 | 0 | 0 | 43.4 | 79.2416 | 0
7428 | 2.8 | 175.9 | 291.8 | 252.5779 | 111.1 | 0 | 126.2889 | 0 | 0 | 43.3 | 100.4308 | 0
7429 | 1.4 | 153.2 | 743.3 | 212.5771 | 77.5 | 0 | 106.2885 | 0 | 75.1 | 43.1 | 225.381 | 0
7430 | 2.1 | 125.6 | 636.2 | 192.4306 | 78.2 | 0 | 96.2153 | 0 | 37.6 | 43.2 | 226.1769 | 0
7431 | 3.5 | 112.7 | 128.9 | 197.8483 | 101.9 | 0 | 98.9242 | 0 | 0 | 43.4 | 235.12 | 0
7432 | 2.8 | 117.4 | 184.4 | 222.5467 | 103.9 | 0 | 111.2733 | 0 | 0 | 43.3 | 169.0007 | 0
7433 | 2.1 | 140.2 | 228.7 | 251.8994 | 89.1 | 0 | 125.9497 | 0 | 0 | 43.2 | 156.0972 | 0
7434 | 0.7 | 163.6 | 745.1 | 146.9907 | 56.8 | 0 | 73.4953 | 0 | 37.6 | 43 | 130.214 | 0
7435 | 0 | 121.6 | 687.9 | 100.0126 | 8.5 | 0 | 50.0063 | 0 | 75.1 | 42.9 | 317.9349 | 0
7436 | 0 | 91 | 608 | 67.9115 | 3.7 | 0 | 33.9557 | 0 | 75.1 | 42.9 | 182.4422 | 0
7437 | 0 | 110.1 | 657.5 | 49.9477 | 7.9 | 0 | 24.9739 | 0 | 75.1 | 42.9 | 204.883 | 0
7438 | 0 | 124.7 | 687.8 | 43.307 | 13.2 | 0 | 21.6535 | 0 | 93.9 | 42.9 | 205.3432 | 0
7439 | 0 | 16.8 | 200.5 | 40.8066 | 17.9 | 0 | 20.4033 | 0 | 0 | 0 | 169.4065 | 0
7440 | 0 | 41.8 | 284.7 | 42.7956 | 22 | 0 | 21.3978 | 0 | 0 | 0 | 125.1477 | 0
7441 | 0 | 60.3 | 314.2 | 43.9985 | 25.5 | 0 | 21.9992 | 0 | 0 | 0 | 104.0104 | 0
7442 | 0 | 75.9 | 339.9 | 43.4372 | 28.6 | 0 | 21.7186 | 0 | 0 | 0 | 81.8453 | 0
7443 | 0 | 89.8 | 364.2 | 41.0272 | 31.9 | 0 | 20.5136 | 0 | 0 | 0 | 76.7333 | 0
7444 | 0 | 101.8 | 386.7 | 41.3849 | 35.2 | 0 | 20.6924 | 0 | 0 | 0 | 78.164 | 0
7445 | 0 | 111.3 | 405.5 | 40.1557 | 37.7 | 0 | 20.0779 | 0 | 0 | 0 | 77.562 | 0
7446 | 0 | 120.1 | 419.4 | 44.2885 | 40.1 | 0 | 22.1443 | 0 | 0 | 0 | 90.0241 | 0
7447 | 0 | 287.3 | 970.3 | 59.5528 | 54.5 | 0 | 29.7764 | 0 | 56.3 | 42.9 | 105.7036 | 0
7448 | 0.7 | 328.9 | 923.6 | 87.1081 | 112.7 | 0 | 43.554 | 0 | 37.6 | 43 | 126.2815 | 0
7449 | 2.1 | 267.6 | 312.6 | 158.0859 | 110.2 | 0 | 79.0429 | 0 | 0 | 43.2 | 126.6536 | 0
7450 | 3.5 | 207.9 | 293 | 256.0257 | 119.9 | 0 | 128.0129 | 0 | 0 | 43.4 | 86.3401 | 0
7451 | 3.5 | 182.5 | 267.6 | 302.9613 | 91 | 0 | 151.4807 | 0 | 0 | 43.4 | 138.6433 | 0
7452 | 2.8 | 164.7 | 253.7 | 309.9495 | 51.6 | 0 | 154.9747 | 0 | 0 | 43.3 | 196.903 | 0
7453 | 1.4 | 144.7 | 698.5 | 286.4924 | 17.6 | 0 | 143.2462 | 0 | 75.1 | 43.1 | 146.7366 | 0
7454 | 2.1 | 139.4 | 623.8 | 267.0884 | 9.6 | 0 | 133.5442 | 0 | 37.6 | 43.2 | 170.8646 | 0
7455 | 3.5 | 149 | 150.8 | 266.8795 | 18.3 | 0 | 133.4398 | 0 | 0 | 43.4 | 194.3767 | 0
7456 | 2.8 | 158.7 | 216.7 | 271.7165 | 22.1 | 0 | 135.8582 | 0 | 0 | 43.3 | 146.6869 | 0
7457 | 2.1 | 169.3 | 251.3 | 313.5049 | 25.5 | 0 | 156.7524 | 0 | 0 | 43.2 | 237.4833 | 0
7458 | 0.7 | 182.8 | 762 | 248.5098 | 20.1 | 0 | 124.2549 | 0 | 37.6 | 43 | 241.0772 | 0
7459 | 0 | 136.9 | 697.9 | 187.4693 | 0 | 0 | 93.7347 | 0 | 75.1 | 42.9 | 323.9212 | 0
7460 | 0 | 101.4 | 603.4 | 106.4708 | 0 | 0 | 53.2354 | 0 | 75.1 | 42.9 | 283.8412 | 0
7461 | 0 | 113.5 | 641.1 | 56.9008 | 0 | 0 | 28.4504 | 0 | 75.1 | 42.9 | 203.5939 | 0
7462 | 0 | 121 | 656.4 | 41.5274 | 0 | 0 | 20.7637 | 0 | 93.9 | 42.9 | 216.0134 | 0
7463 | 0 | 12.9 | 163.3 | 42.5679 | 0 | 0 | 21.2839 | 0 | 0 | 0 | 191.9379 | 0
7464 | 0 | 31.6 | 233.4 | 41.4481 | 0 | 0 | 20.7241 | 0 | 0 | 0 | 167.2587 | 0
7465 | 0 | 43.9 | 251.3 | 41.2494 | 0 | 0 | 20.6247 | 0 | 0 | 0 | 106.669 | 0
7466 | 0 | 53.8 | 265.8 | 42.8133 | 0.2 | 0 | 21.4067 | 0 | 0 | 0 | 85.2801 | 0
7467 | 0 | 61.5 | 276.8 | 42.7758 | 1.4 | 0 | 21.3879 | 0 | 0 | 0 | 84.3252 | 0
7468 | 0 | 67.6 | 285.6 | 39.8694 | 2.3 | 0 | 19.9347 | 0 | 0 | 0 | 85.983 | 0
7469 | 0 | 72.7 | 293.7 | 43.387 | 3.5 | 0 | 21.6935 | 0 | 0 | 0 | 77.3288 | 0
7470 | 0 | 77.7 | 298.2 | 42.4535 | 5.2 | 0 | 21.2267 | 0 | 0 | 0 | 100.4261 | 0
7471 | 0 | 236.7 | 830.4 | 57.3967 | 23 | 0 | 28.6984 | 0 | 56.3 | 42.9 | 138.8133 | 0
7472 | 0.7 | 272.4 | 786.6 | 99.3649 | 74 | 0 | 49.6824 | 0 | 37.6 | 43 | 141.4912 | 0
7473 | 2.1 | 253.8 | 251.1 | 161.6767 | 66 | 0 | 80.8383 | 0 | 0 | 43.2 | 101.7408 | 0
7474 | 3.5 | 243.9 | 290.9 | 212.7404 | 71.9 | 0 | 106.3702 | 0 | 0 | 43.4 | 86.8167 | 0
7475 | 3.5 | 217.7 | 270.4 | 246.5945 | 46.9 | 0 | 123.2972 | 0 | 0 | 43.4 | 135.9345 | 0
7476 | 2.8 | 180.1 | 236.7 | 233.7801 | 14.5 | 0 | 116.8901 | 0 | 0 | 43.3 | 131.8826 | 0
7477 | 1.4 | 151.5 | 668.6 | 233.0664 | 1.3 | 0 | 116.5332 | 0 | 75.1 | 43.1 | 187.5326 | 0
7478 | 2.1 | 133.9 | 596.7 | 216.8484 | 2.4 | 0 | 108.4242 | 0 | 37.6 | 43.2 | 128.544 | 0
7479 | 3.5 | 130.9 | 115 | 230.4274 | 12.4 | 0 | 115.2137 | 0 | 0 | 43.4 | 132.6667 | 0
7480 | 2.8 | 133.6 | 164.4 | 252.4731 | 20.1 | 0 | 126.2365 | 0 | 0 | 43.3 | 255.3905 | 0
7481 | 2.1 | 135.8 | 182.5 | 267.4018 | 22.6 | 0 | 133.7009 | 0 | 0 | 43.2 | 237.7645 | 0
7482 | 0.7 | 144 | 671 | 182.1225 | 10.5 | 0 | 91.0613 | 0 | 37.6 | 43 | 264.3731 | 0
7483 | 0 | 106.1 | 604.9 | 102.6367 | 0 | 0 | 51.3184 | 0 | 75.1 | 42.9 | 265.9015 | 0
7484 | 0 | 80.2 | 520.6 | 50.3004 | 0 | 0 | 25.1502 | 0 | 75.1 | 42.9 | 267.1019 | 0
7485 | 0 | 95.1 | 567.6 | 44.4153 | 0 | 0 | 22.2077 | 0 | 75.1 | 42.9 | 293.6624 | 0
7486 | 0 | 105.1 | 587.2 | 42.8133 | 0 | 0 | 21.4067 | 0 | 93.9 | 42.9 | 266.0104 | 0
7487 | 0 | 9.2 | 118.9 | 39.3484 | 0 | 0 | 19.6742 | 0 | 0 | 0 | 212.5095 | 0
7488 | 0 | 28.6 | 190.3 | 41.4518 | 0 | 0 | 20.7259 | 0 | 0 | 0 | 133.5983 | 0
7489 | 0 | 45.9 | 224.4 | 40.9584 | 0 | 0 | 20.4792 | 0 | 0 | 0 | 93.006 | 0
7490 | 0 | 62.7 | 258.9 | 43.5909 | 0 | 0 | 21.7955 | 0 | 0 | 0 | 86.2237 | 0
7491 | 0 | 78.4 | 292.6 | 41.3254 | 0 | 0 | 20.6627 | 0 | 0 | 0 | 88.2418 | 0
7492 | 0 | 91.2 | 320.2 | 41.5938 | 0 | 0 | 20.7969 | 0 | 0 | 0 | 102.9425 | 0
7493 | 0 | 101.1 | 342 | 42.1116 | 0 | 0 | 21.0558 | 0 | 0 | 0 | 83.0296 | 0
7494 | 0 | 108.9 | 355.6 | 44.04 | 0 | 0 | 22.02 | 0 | 0 | 0 | 89.4269 | 0
7495 | 0 | 274.3 | 901.6 | 61.3978 | 6.2 | 0 | 30.6989 | 0 | 56.3 | 42.9 | 98.3921 | 0
7496 | 0.7 | 313.1 | 851.5 | 95.9095 | 61.3 | 0 | 47.9548 | 0 | 37.6 | 43 | 130.3905 | 0
7497 | 2.1 | 242.9 | 250.5 | 159.4939 | 57.4 | 0 | 79.7469 | 0 | 0 | 43.2 | 133.104 | 0
7498 | 3.5 | 171.4 | 219.6 | 237.9117 | 66.8 | 0 | 118.9558 | 0 | 0 | 43.4 | 98.3929 | 0
7499 | 3.5 | 93 | 143 | 282.3515 | 53.9 | 0 | 141.1757 | 0 | 0 | 43.4 | 145.189 | 0
7500 | 2.8 | 26.1 | 65.4 | 259.4978 | 35.4 | 0 | 129.7489 | 0 | 0 | 43.3 | 167.6507 | 0
7501 | 1.4 | 2.1 | 407.7 | 230.0468 | 15.6 | 0 | 115.0234 | 0 | 75.1 | 43.1 | 149.5985 | 0
7502 | 2.1 | 0 | 272.3 | 218.9193 | 11.8 | 0 | 109.4597 | 0 | 37.6 | 43.2 | 148.1927 | 0
7503 | 3.5 | 0 | 0 | 213.8081 | 18.6 | 0 | 106.904 | 0 | 0 | 43.4 | 129.5798 | 0
7504 | 2.8 | 0 | 0 | 221.0057 | 19.1 | 0 | 110.5029 | 0 | 0 | 43.3 | 84.5692 | 0
7505 | 2.1 | 0 | 0.3 | 240.3926 | 21 | 0 | 120.1963 | 0 | 0 | 43.2 | 105.7018 | 0
7506 | 0.7 | 4.5 | 363.7 | 186.0239 | 11.5 | 0 | 93.0119 | 0 | 37.6 | 43 | 187.3289 | 0
7507 | 0 | 0 | 311.7 | 120.6119 | 0 | 0 | 60.306 | 0 | 75.1 | 42.9 | 242.7766 | 0
7508 | 0 | 0 | 256.1 | 80.5213 | 0 | 0 | 40.2606 | 0 | 75.1 | 42.9 | 261.2206 | 0
7509 | 0 | 0 | 313.3 | 57.9983 | 0 | 0 | 28.9991 | 0 | 75.1 | 42.9 | 239.359 | 0
7510 | 0 | 0.4 | 345.8 | 42.8477 | 0 | 0 | 21.4239 | 0 | 93.9 | 42.9 | 214.3631 | 0
7511 | 0 | 0 | 4 | 43.4623 | 0 | 0 | 21.7311 | 0 | 0 | 0 | 190.0738 | 0
7512 | 0 | 0 | 12.6 | 41.0037 | 0 | 0 | 20.5018 | 0 | 0 | 0 | 144.0744 | 0
7513 | 0 | 0 | 29.8 | 42.3726 | 0 | 0 | 21.1863 | 0 | 0 | 0 | 88.4816 | 0
7514 | 0 | 0 | 67.4 | 40.4712 | 0 | 0 | 20.2356 | 0 | 0 | 0 | 82.2 | 0
7515 | 0 | 0 | 109.3 | 42.1476 | 0 | 0 | 21.0738 | 0 | 0 | 0 | 78.1635 | 0
7516 | 0 | 0 | 143.8 | 41.2476 | 0 | 0 | 20.6238 | 0 | 0 | 0 | 75.3219 | 0
7517 | 0 | 5.6 | 174.1 | 43.4105 | 0 | 0 | 21.7053 | 0 | 0 | 0 | 78.408 | 0
7518 | 0 | 17.1 | 195.7 | 42.1033 | 0 | 0 | 21.0516 | 0 | 0 | 0 | 91.3389 | 0
7519 | 0 | 200.8 | 712.4 | 57.2765 | 0.6 | 0 | 28.6382 | 0 | 56.3 | 42.9 | 128.9575 | 0
7520 | 0 | 199.2 | 646 | 66.563 | 1.5 | 0 | 33.2815 | 0 | 37.6 | 42.9 | 109.4465 | 0
7521 | 0 | 148.3 | 124.7 | 63.1281 | 0.6 | 0 | 31.5641 | 0 | 0 | 42.9 | 157.0075 | 0
7522 | 0 | 90.7 | 98.9 | 61.1607 | 0 | 0 | 30.5804 | 0 | 0 | 42.9 | 301.2274 | 0
7523 | 0 | 22.1 | 38 | 53.5453 | 0 | 0 | 26.7727 | 0 | 0 | 42.9 | 160.1626 | 0
7524 | 0 | 0 | 11 | 55.9481 | 0 | 0 | 27.9741 | 0 | 0 | 42.9 | 147.2377 | 0
7525 | 0 | 0 | 292 | 56.9681 | 0 | 0 | 28.484 | 0 | 75.1 | 42.9 | 220.2254 | 0
7526 | 0 | 0 | 181.1 | 55.9264 | 0 | 0 | 27.9632 | 0 | 37.6 | 42.9 | 168.0218 | 0
7527 | 0 | 0 | 0 | 54.2944 | 0 | 0 | 27.1472 | 0 | 0 | 42.9 | 131.5114 | 0
7528 | 0 | 0 | 0 | 63.7653 | 0 | 0 | 31.8827 | 0 | 0 | 42.9 | 163.4048 | 0
7529 | 0 | 0 | 0 | 68.8078 | 0 | 0 | 34.4039 | 0 | 0 | 42.9 | 174.9101 | 0
7530 | 0 | 0 | 250.7 | 70.4352 | 0 | 0 | 35.2176 | 0 | 37.6 | 42.9 | 235.0899 | 0
7531 | 0 | 0 | 201.2 | 66.7511 | 0 | 0 | 33.3756 | 0 | 75.1 | 42.9 | 187.3461 | 0
7532 | 0 | 0 | 142.2 | 61.8723 | 0 | 0 | 30.9362 | 0 | 75.1 | 42.9 | 193.2399 | 0
7533 | 0 | 0 | 191.3 | 49.4832 | 0 | 0 | 24.7416 | 0 | 75.1 | 42.9 | 196.1987 | 0
7534 | 0 | 0 | 200.9 | 43.6579 | 0 | 0 | 21.8289 | 0 | 93.9 | 42.9 | 237.8398 | 0
7535 | 0 | 0 | 0 | 42.0915 | 0 | 0 | 21.0458 | 0 | 0 | 0 | 219.7763 | 0
7536 | 0 | 0 | 0 | 40.1892 | 0 | 0 | 20.0946 | 0 | 0 | 0 | 159.0945 | 0
7537 | 0 | 0 | 0 | 41.0694 | 0 | 0 | 20.5347 | 0 | 0 | 0 | 111.995 | 0
7538 | 0 | 0 | 0 | 40.7629 | 0.8 | 0 | 20.3814 | 0 | 0 | 0 | 84.4464 | 0
7539 | 0 | 0 | 0 | 41.7676 | 4.2 | 0 | 20.8838 | 0 | 0 | 0 | 76.8505 | 0
7540 | 0 | 0 | 0 | 41.7621 | 7.4 | 0 | 20.881 | 0 | 0 | 0 | 76.9701 | 0
7541 | 0 | 0 | 0.3 | 43.2735 | 10 | 0 | 21.6368 | 0 | 0 | 0 | 76.148 | 0
7542 | 0 | 0 | 1.9 | 42.5266 | 12.4 | 0 | 21.2633 | 0 | 0 | 0 | 126.9246 | 0
7543 | 0 | 61.2 | 412.9 | 47.2889 | 27.4 | 0 | 23.6445 | 0 | 56.3 | 42.9 | 124.0828 | 0
7544 | 0 | 65 | 364.6 | 59.281 | 26.4 | 0 | 29.6405 | 0 | 37.6 | 42.9 | 119.567 | 0
7545 | 0 | 59.2 | 8.1 | 61.3287 | 17.4 | 0 | 30.6644 | 0 | 0 | 42.9 | 138.5762 | 0
7546 | 0 | 50.8 | 12.5 | 59.2122 | 7.9 | 0 | 29.6061 | 0 | 0 | 42.9 | 150.1133 | 0
7547 | 0 | 41.2 | 10.9 | 55.0726 | 0.3 | 0 | 27.5363 | 0 | 0 | 42.9 | 267.1344 | 0
7548 | 0 | 32 | 8.9 | 54.8479 | 0 | 0 | 27.424 | 0 | 0 | 42.9 | 220.1358 | 0
7549 | 0 | 25.6 | 373 | 51.1493 | 0 | 0 | 25.5746 | 0 | 75.1 | 42.9 | 208.5601 | 0
7550 | 0 | 23.3 | 307.3 | 51.1518 | 0 | 0 | 25.5759 | 0 | 37.6 | 42.9 | 293.0548 | 0
7551 | 0 | 25.4 | 1.8 | 51.6557 | 0 | 0 | 25.8279 | 0 | 0 | 42.9 | 148.5292 | 0
7552 | 0 | 31.3 | 5.2 | 52.0354 | 0 | 0 | 26.0177 | 0 | 0 | 42.9 | 122.0999 | 0
7553 | 0 | 39 | 8.5 | 60.8502 | 0 | 0 | 30.4251 | 0 | 0 | 42.9 | 109.6936 | 0
7554 | 0 | 48.3 | 422.3 | 62.2476 | 0 | 0 | 31.1238 | 0 | 37.6 | 42.9 | 127.9056 | 0
7555 | 0 | 55.7 | 350.5 | 61.6808 | 0 | 0 | 30.8404 | 0 | 75.1 | 42.9 | 219.5618 | 0
7556 | 0 | 20.5 | 284.6 | 47.4324 | 0 | 0 | 23.7162 | 0 | 75.1 | 42.9 | 199.1156 | 0
7557 | 0 | 33.3 | 332.4 | 43.3687 | 0 | 0 | 21.6843 | 0 | 75.1 | 42.9 | 285.8069 | 0
7558 | 0 | 44.9 | 358.6 | 42.5056 | 0 | 0 | 21.2528 | 0 | 93.9 | 42.9 | 306.1841 | 0
7559 | 0 | 0 | 4.8 | 40.5661 | 0 | 0 | 20.283 | 0 | 0 | 0 | 138.0334 | 0
7560 | 0 | 0 | 13.8 | 40.2565 | 0 | 0 | 20.1282 | 0 | 0 | 0 | 157.1038 | 0
7561 | 0 | 0 | 23.1 | 42.2452 | 0 | 0 | 21.1226 | 0 | 0 | 0 | 99.4689 | 0
7562 | 0 | 2.4 | 52.2 | 41.8981 | 0 | 0 | 20.9491 | 0 | 0 | 0 | 83.732 | 0
7563 | 0 | 7.5 | 84.4 | 40.8481 | 0 | 0 | 20.424 | 0 | 0 | 0 | 80.1872 | 0
7564 | 0 | 13.9 | 110.2 | 40.0407 | 0 | 0 | 20.0204 | 0 | 0 | 0 | 78.5289 | 0
7565 | 0 | 23.4 | 132.9 | 41.3502 | 0.9 | 0 | 20.6751 | 0 | 0 | 0 | 73.9325 | 0
7566 | 0 | 33.4 | 148.4 | 43.1586 | 2.1 | 0 | 21.5793 | 0 | 0 | 0 | 96.1097 | 0
7567 | 0 | 195.2 | 654.4 | 59.083 | 19.2 | 0 | 29.5415 | 0 | 56.3 | 42.9 | 163.9238 | 0
7568 | 0.7 | 222.8 | 602.9 | 103.7273 | 71.3 | 0 | 51.8637 | 0 | 37.6 | 43 | 134.6514 | 0
7569 | 2.1 | 209.1 | 141.9 | 202.5154 | 70.9 | 0 | 101.2577 | 0 | 0 | 43.2 | 126.097 | 0
7570 | 3.5 | 202.3 | 183.3 | 331.419 | 82 | 0 | 165.7095 | 0 | 0 | 43.4 | 81.4909 | 0
7571 | 3.5 | 180 | 170.6 | 390.9871 | 69.8 | 0 | 195.4935 | 0 | 0 | 43.4 | 76.1458 | 0
7572 | 2.8 | 151 | 149.8 | 330.3321 | 47.3 | 0 | 165.1661 | 0 | 0 | 43.3 | 178.908 | 0
7573 | 1.4 | 132.5 | 571.8 | 283.8723 | 21.6 | 0 | 141.9361 | 0 | 75.1 | 43.1 | 162.2398 | 0
7574 | 2.1 | 128.9 | 504.4 | 276.5736 | 9.3 | 0 | 138.2868 | 0 | 37.6 | 43.2 | 124.3994 | 0
7575 | 3.5 | 133.9 | 76.8 | 252.9191 | 26.8 | 0 | 126.4595 | 0 | 0 | 43.4 | 212.2518 | 0
7576 | 2.8 | 136.3 | 124.1 | 264.4869 | 33.6 | 0 | 132.2435 | 0 | 0 | 43.3 | 149.261 | 0
7577 | 2.1 | 138 | 146.7 | 294.4871 | 33.9 | 0 | 147.2436 | 0 | 0 | 43.2 | 145.2513 | 0
7578 | 0.7 | 143.8 | 618.9 | 169.0999 | 21 | 0 | 84.55 | 0 | 37.6 | 43 | 182.9305 | 0
7579 | 0 | 105 | 545.9 | 91.0106 | 0 | 0 | 45.5053 | 0 | 75.1 | 42.9 | 250.3578 | 0
7580 | 0 | 78.5 | 470.7 | 58.2065 | 0 | 0 | 29.1033 | 0 | 75.1 | 42.9 | 323.7077 | 0
7581 | 0 | 95 | 525.7 | 45.8292 | 0 | 0 | 22.9146 | 0 | 75.1 | 42.9 | 282.5318 | 0
7582 | 0 | 109.9 | 564.1 | 42.6026 | 0 | 0 | 21.3013 | 0 | 93.9 | 42.9 | 225.7393 | 0
7583 | 0 | 6.1 | 101.9 | 40.9436 | 0 | 0 | 20.4718 | 0 | 0 | 0 | 188.9199 | 0
7584 | 0 | 22.2 | 164.6 | 41.6929 | 0 | 0 | 20.8465 | 0 | 0 | 0 | 245.8941 | 0
7585 | 0 | 36.2 | 190.9 | 41.225 | 0 | 0 | 20.6125 | 0 | 0 | 0 | 102.0973 | 0
7586 | 0 | 47.6 | 213.1 | 40.355 | 0 | 0 | 20.1775 | 0 | 0 | 0 | 76.7329 | 0
7587 | 0 | 58.7 | 236.1 | 41.6378 | 0 | 0 | 20.8189 | 0 | 0 | 0 | 76.7352 | 0
7588 | 0 | 67.7 | 255.4 | 42.2716 | 0 | 0 | 21.1358 | 0 | 0 | 0 | 78.1616 | 0
7589 | 0 | 74.9 | 271 | 41.952 | 0 | 0 | 20.976 | 0 | 0 | 0 | 75.9143 | 0
7590 | 0 | 81.4 | 280.9 | 43.0306 | 0 | 0 | 21.5153 | 0 | 0 | 0 | 87.1742 | 0
7591 | 0 | 242.1 | 805.9 | 61.201 | 12.1 | 0 | 30.6005 | 0 | 56.3 | 42.9 | 111.2684 | 0
7592 | 0.7 | 279.6 | 761.3 | 92.3826 | 64.5 | 0 | 46.1913 | 0 | 37.6 | 43 | 124.254 | 0
7593 | 2.1 | 268.6 | 252.7 | 165.039 | 68.9 | 0 | 82.5195 | 0 | 0 | 43.2 | 125.3246 | 0
7594 | 3.5 | 269.4 | 307.7 | 296.6172 | 93.1 | 0 | 148.3086 | 0 | 0 | 43.4 | 125.3387 | 0
7595 | 3.5 | 258.2 | 307.6 | 384.8196 | 93.7 | 0 | 192.4098 | 0 | 0 | 43.4 | 89.9055 | 0
7596 | 2.8 | 241 | 303.7 | 401.1497 | 77.7 | 0 | 200.5749 | 0 | 0 | 43.3 | 122.5464 | 0
7597 | 1.4 | 216.1 | 766.4 | 380.309 | 52.9 | 0 | 190.1545 | 0 | 75.1 | 43.1 | 209.6329 | 0
7598 | 2.1 | 152.9 | 623.2 | 367.7097 | 56.6 | 0 | 183.8549 | 0 | 37.6 | 43.2 | 94.7967 | 0
7599 | 3.5 | 120.8 | 98 | 375.5991 | 78.4 | 0 | 187.7996 | 0 | 0 | 43.4 | 104.8628 | 0
7600 | 2.8 | 110.5 | 131.5 | 324.3689 | 78.6 | 0 | 162.1845 | 0 | 0 | 43.3 | 142.462 | 0
7601 | 2.1 | 120 | 156.2 | 278.0538 | 64.8 | 0 | 139.0269 | 0 | 0 | 43.2 | 217.5026 | 0
7602 | 0.7 | 130.5 | 634.9 | 158.2409 | 42.2 | 0 | 79.1204 | 0 | 37.6 | 43 | 190.7776 | 0
7603 | 0 | 89.7 | 553.9 | 92.7657 | 0.2 | 0 | 46.3828 | 0 | 75.1 | 42.9 | 206.3403 | 0
7604 | 0 | 59.6 | 472.6 | 61.3789 | 0 | 0 | 30.6895 | 0 | 75.1 | 42.9 | 264.0545 | 0
7605 | 0 | 76 | 519.8 | 43.8946 | 0 | 0 | 21.9473 | 0 | 75.1 | 42.9 | 271.1671 | 0
7606 | 0 | 86.6 | 539 | 41.3217 | 0 | 0 | 20.6608 | 0 | 93.9 | 42.9 | 256.782 | 0
7607 | 0 | 0 | 85.3 | 42.7203 | 0 | 0 | 21.3602 | 0 | 0 | 0 | 205.9836 | 0
7608 | 0 | 7.2 | 149.6 | 39.0843 | 0.6 | 0 | 19.5422 | 0 | 0 | 0 | 115.3849 | 0
7609 | 0 | 21.2 | 180.3 | 42.1987 | 1.6 | 0 | 21.0994 | 0 | 0 | 0 | 91.5785 | 0
7610 | 0 | 36.9 | 209 | 42.4275 | 4.7 | 0 | 21.2137 | 0 | 0 | 0 | 86.1022 | 0
7611 | 0 | 51.4 | 237.1 | 44.7116 | 8.4 | 0 | 22.3558 | 0 | 0 | 0 | 86.5821 | 0
7612 | 0 | 62.8 | 259.1 | 42.186 | 11.1 | 0 | 21.093 | 0 | 0 | 0 | 86.4634 | 0
7613 | 0 | 72.8 | 278.6 | 41.9523 | 13.5 | 0 | 20.9762 | 0 | 0 | 0 | 88.0063 | 0
7614 | 0 | 80.8 | 290.2 | 41.6353 | 15 | 0 | 20.8176 | 0 | 0 | 0 | 115.8361 | 0
7615 | 0 | 243.5 | 820.9 | 68.2452 | 29.7 | 0 | 34.1226 | 0 | 56.3 | 42.9 | 130.9314 | 0
7616 | 0.7 | 282 | 777.1 | 122.9057 | 79.7 | 0 | 61.4528 | 0 | 37.6 | 43 | 119.4042 | 0
7617 | 2.1 | 273.5 | 266.2 | 207.7488 | 90.4 | 0 | 103.8744 | 0 | 0 | 43.2 | 128.246 | 0
7618 | 3.5 | 272.4 | 317.9 | 341.6012 | 117.3 | 0 | 170.8006 | 0 | 0 | 43.4 | 176.4195 | 0
7619 | 3.5 | 261.8 | 317.4 | 409.3143 | 115.4 | 0 | 204.6572 | 0 | 0 | 43.4 | 177.9595 | 0
7620 | 2.8 | 250.3 | 320.2 | 413.7751 | 96.7 | 0 | 206.8875 | 0 | 0 | 43.3 | 359.9707 | 0
7621 | 1.4 | 231.2 | 799.1 | 371.9392 | 66.2 | 0 | 185.9696 | 0 | 75.1 | 43.1 | 157.7733 | 0
7622 | 2.1 | 176.3 | 668.7 | 338.2386 | 52.9 | 0 | 169.1193 | 0 | 37.6 | 43.2 | 157.978 | 0
7623 | 3.5 | 142.6 | 129.2 | 336.5148 | 60.4 | 0 | 168.2574 | 0 | 0 | 43.4 | 101.7456 | 0
7624 | 2.8 | 128.7 | 166.2 | 318.9103 | 56.6 | 0 | 159.4551 | 0 | 0 | 43.3 | 96.2285 | 0
7625 | 2.1 | 134 | 187.1 | 360.5502 | 51.5 | 0 | 180.2751 | 0 | 0 | 43.2 | 138.9203 | 0
7626 | 0.7 | 146.4 | 672.6 | 282.4098 | 35 | 0 | 141.2049 | 0 | 37.6 | 43 | 456.8649 | 0
7627 | 0 | 107.6 | 604.4 | 177.3126 | 0 | 0 | 88.6563 | 0 | 75.1 | 42.9 | 266.0363 | 0
7628 | 0 | 80.7 | 531.2 | 103.8113 | 0 | 0 | 51.9057 | 0 | 75.1 | 42.9 | 355.9252 | 0
7629 | 0 | 100.5 | 587 | 61.8261 | 0 | 0 | 30.9131 | 0 | 75.1 | 42.9 | 536.9953 | 0
7630 | 0 | 115 | 618.3 | 43.5252 | 0 | 0 | 21.7626 | 0 | 93.9 | 42.9 | 272.2463 | 0
7631 | 0 | 13.7 | 151 | 42.1941 | 0 | 0 | 21.097 | 0 | 0 | 0 | 195.67 | 0
7632 | 0 | 39.1 | 236.9 | 42.6494 | 0 | 0 | 21.3247 | 0 | 0 | 0 | 152.5764 | 0
7633 | 0 | 59.9 | 276.1 | 43.0662 | 0.8 | 0 | 21.5331 | 0 | 0 | 0 | 110.2997 | 0
7634 | 0 | 78.9 | 314 | 42.7179 | 2.3 | 0 | 21.3589 | 0 | 0 | 0 | 95.1541 | 0
7635 | 0 | 96.5 | 350.8 | 39.7634 | 5.9 | 0 | 19.8817 | 0 | 0 | 0 | 81.4919 | 0
7636 | 0 | 110.8 | 380.9 | 44.1729 | 10.8 | 0 | 22.0865 | 0 | 0 | 0 | 76.1467 | 0
7637 | 0 | 122.6 | 406.9 | 41.0613 | 15 | 0 | 20.5307 | 0 | 0 | 0 | 80.7788 | 0
7638 | 0 | 132.9 | 426 | 41.8324 | 18.1 | 0 | 20.9162 | 0 | 0 | 0 | 90.1427 | 0
7639 | 0 | 303.1 | 978.7 | 53.0237 | 35.6 | 0 | 26.5119 | 0 | 56.3 | 42.9 | 121.1396 | 0
7640 | 0.7 | 352.4 | 937.2 | 99.5874 | 89.4 | 0 | 49.7937 | 0 | 37.6 | 43 | 117.9207 | 0
7641 | 2.1 | 333.4 | 375.4 | 188.0269 | 104.4 | 0 | 94.0134 | 0 | 0 | 43.2 | 95.0333 | 0
7642 | 3.5 | 295.7 | 388.9 | 268.0982 | 138 | 0 | 134.0491 | 0 | 0 | 43.4 | 177.4003 | 0
7643 | 3.5 | 253.1 | 353.2 | 312.4307 | 140.5 | 0 | 156.2154 | 0 | 0 | 43.4 | 109.8116 | 0
7644 | 2.8 | 215.6 | 322 | 288.6076 | 113.5 | 0 | 144.3038 | 0 | 0 | 43.3 | 208.1345 | 0
7645 | 1.4 | 170.6 | 753.1 | 258.0613 | 76.5 | 0 | 129.0307 | 0 | 75.1 | 43.1 | 228.4064 | 0
7646 | 2.1 | 160.2 | 657.3 | 240.6306 | 65.8 | 0 | 120.3153 | 0 | 37.6 | 43.2 | 139.5547 | 0
7647 | 3.5 | 166.8 | 172.6 | 252.3067 | 86.7 | 0 | 126.1533 | 0 | 0 | 43.4 | 200.5305 | 0
7648 | 2.8 | 186.3 | 254.8 | 293.2735 | 89.6 | 0 | 146.6367 | 0 | 0 | 43.3 | 203.3859 | 0
7649 | 2.1 | 197.1 | 291.8 | 349.5414 | 77.7 | 0 | 174.7707 | 0 | 0 | 43.2 | 192.0185 | 0
7650 | 0.7 | 204.6 | 797.3 | 300.8319 | 49.4 | 0 | 150.4159 | 0 | 37.6 | 43 | 248.6084 | 0
7651 | 0 | 156.5 | 739.1 | 213.9485 | 2.2 | 0 | 106.9742 | 0 | 75.1 | 42.9 | 252.9221 | 0
7652 | 0 | 125.3 | 660 | 110.285 | 0.1 | 0 | 55.1425 | 0 | 75.1 | 42.9 | 303.6707 | 0
7653 | 0 | 143.5 | 713.3 | 55.8753 | 1.4 | 0 | 27.9377 | 0 | 75.1 | 42.9 | 350.4707 | 0
7654 | 0 | 156.5 | 746.3 | 41.0167 | 3 | 0 | 20.5083 | 0 | 93.9 | 42.9 | 210.8017 | 0
7655 | 0 | 45.6 | 249.5 | 41.4143 | 5.8 | 0 | 20.7072 | 0 | 0 | 0 | 143.483 | 0
7656 | 0 | 74.3 | 339.3 | 41.3303 | 9.8 | 0 | 20.6652 | 0 | 0 | 0 | 97.7936 | 0
7657 | 0 | 91.3 | 369.4 | 41.5222 | 13.7 | 0 | 20.7611 | 0 | 0 | 0 | 82.9119 | 0
7658 | 0 | 105.8 | 396.3 | 42.9314 | 17.7 | 0 | 21.4657 | 0 | 0 | 0 | 82.3191 | 0
7659 | 0 | 118.9 | 422.1 | 41.9381 | 21.6 | 0 | 20.969 | 0 | 0 | 0 | 79.5951 | 0
7660 | 0 | 129.8 | 444.7 | 39.4962 | 24.2 | 0 | 19.7481 | 0 | 0 | 0 | 77.8023 | 0
7661 | 0 | 138.5 | 463.6 | 42.513 | 25.9 | 0 | 21.2565 | 0 | 0 | 0 | 81.4903 | 0
7662 | 0 | 146 | 475.7 | 40.0073 | 27.4 | 0 | 20.0036 | 0 | 0 | 0 | 104.376 | 0
7663 | 0 | 316.3 | 1031 | 56.6957 | 40.6 | 0 | 28.3478 | 0 | 56.3 | 42.9 | 119.3847 | 0
7664 | 0.7 | 363.8 | 991.8 | 82.5832 | 93.5 | 0 | 41.2916 | 0 | 37.6 | 43 | 152.7664 | 0
7665 | 2.1 | 322.6 | 387.5 | 156.4913 | 98.3 | 0 | 78.2457 | 0 | 0 | 43.2 | 168.3266 | 0
7666 | 3.5 | 272.6 | 383.6 | 264.46 | 120.2 | 0 | 132.23 | 0 | 0 | 43.4 | 196.1938 | 0
7667 | 3.5 | 213.6 | 327.8 | 309.2441 | 103 | 0 | 154.622 | 0 | 0 | 43.4 | 193.9683 | 0
7668 | 2.8 | 153.4 | 265.6 | 301.3423 | 63.1 | 0 | 150.6711 | 0 | 0 | 43.3 | 265.3944 | 0
7669 | 1.4 | 100.6 | 665.6 | 233.2951 | 32.2 | 0 | 116.6475 | 0 | 75.1 | 43.1 | 187.1884 | 0
7670 | 2.1 | 66.5 | 536.4 | 203.2971 | 28.9 | 0 | 101.6485 | 0 | 37.6 | 43.2 | 157.3189 | 0
7671 | 3.5 | 52.9 | 59.6 | 206.3244 | 55.4 | 0 | 103.1622 | 0 | 0 | 43.4 | 138.7311 | 0
7672 | 2.8 | 60 | 102.2 | 244.1241 | 65.1 | 0 | 122.062 | 0 | 0 | 43.3 | 146.4216 | 0
7673 | 2.1 | 88.3 | 147.8 | 242.3371 | 58.7 | 0 | 121.1685 | 0 | 0 | 43.2 | 195.4031 | 0
7674 | 0.7 | 108.7 | 633.6 | 143.99 | 37.9 | 0 | 71.995 | 0 | 37.6 | 43 | 353.5347 | 0
7675 | 0 | 65.4 | 550.8 | 94.6804 | 0 | 0 | 47.3402 | 0 | 75.1 | 42.9 | 277.6378 | 0
7676 | 0 | 36.9 | 475.6 | 50.6354 | 0 | 0 | 25.3177 | 0 | 75.1 | 42.9 | 185.7208 | 0
7677 | 0 | 58.5 | 526.2 | 42.116 | 0 | 0 | 21.058 | 0 | 75.1 | 42.9 | 199.8868 | 0
7678 | 0 | 74.6 | 551.4 | 42.6478 | 0 | 0 | 21.3239 | 0 | 93.9 | 42.9 | 187.4485 | 0
7679 | 0 | 0 | 97.8 | 44.1017 | 0 | 0 | 22.0508 | 0 | 0 | 0 | 120.9984 | 0
7680 | 0 | 1.5 | 166.9 | 40.7502 | 0 | 0 | 20.3751 | 0 | 0 | 0 | 107.5188 | 0
7681 | 0 | 12.7 | 198.7 | 42.2806 | 0 | 0 | 21.1403 | 0 | 0 | 0 | 91.6993 | 0
7682 | 0 | 28.5 | 228.4 | 42.1901 | 0.3 | 0 | 21.095 | 0 | 0 | 0 | 82.0804 | 0
7683 | 0 | 45.8 | 256.7 | 42.4684 | 1.4 | 0 | 21.2342 | 0 | 0 | 0 | 75.6743 | 0
7684 | 0 | 59.1 | 278.2 | 41.0908 | 2.3 | 0 | 20.5454 | 0 | 0 | 0 | 74.509 | 0
7685 | 0 | 70.6 | 297.1 | 40.4765 | 4 | 0 | 20.2382 | 0 | 0 | 0 | 76.8552 | 0
7686 | 0 | 80.6 | 310.1 | 42.5871 | 7 | 0 | 21.2935 | 0 | 0 | 0 | 92.5299 | 0
7687 | 0 | 247.4 | 840.5 | 44.1302 | 24.1 | 0 | 22.0651 | 0 | 56.3 | 42.9 | 122.4211 | 0
7688 | 0 | 255.1 | 790.5 | 76.9507 | 25.4 | 0 | 38.4753 | 0 | 37.6 | 42.9 | 122.4873 | 0
7689 | 0 | 208.4 | 238.3 | 80.5814 | 24.9 | 0 | 40.2907 | 0 | 0 | 42.9 | 172.0685 | 0
7690 | 0 | 163.7 | 239.3 | 74.6569 | 24 | 0 | 37.3285 | 0 | 0 | 42.9 | 300.7889 | 0
7691 | 0 | 119.3 | 196 | 73.7891 | 23.8 | 0 | 36.8946 | 0 | 0 | 42.9 | 228.6246 | 0
7692 | 0 | 103.3 | 175.3 | 69.7161 | 22.5 | 0 | 34.8581 | 0 | 0 | 42.9 | 161.7251 | 0
7693 | 0 | 120.2 | 648 | 69.1034 | 21.9 | 0 | 34.5517 | 0 | 75.1 | 42.9 | 260.6723 | 0
7694 | 0 | 130.2 | 601.2 | 61.4985 | 23 | 0 | 30.7493 | 0 | 37.6 | 42.9 | 185.8035 | 0
7695 | 0 | 136 | 143.3 | 59.7273 | 23.9 | 0 | 29.8637 | 0 | 0 | 42.9 | 98.7549 | 0
7696 | 0 | 140.7 | 203.7 | 69.3201 | 25.2 | 0 | 34.66 | 0 | 0 | 42.9 | 100.9071 | 0
7697 | 0 | 150.5 | 229 | 81.8595 | 26.9 | 0 | 40.9298 | 0 | 0 | 42.9 | 161.5092 | 0
7698 | 0 | 160.5 | 715.7 | 80.3998 | 28.6 | 0 | 40.1999 | 0 | 37.6 | 42.9 | 132.3107 | 0
7699 | 0 | 136.5 | 648.6 | 81.3308 | 28.9 | 0 | 40.6654 | 0 | 75.1 | 42.9 | 179.22 | 0
7700 | 0 | 101.2 | 566.5 | 66.9724 | 19.3 | 0 | 33.4862 | 0 | 75.1 | 42.9 | 234.5249 | 0
7701 | 0 | 115.7 | 613.9 | 51.5271 | 23.3 | 0 | 25.7635 | 0 | 75.1 | 42.9 | 239.7917 | 0
7702 | 0 | 125.6 | 638.9 | 43.9046 | 25.5 | 0 | 21.9523 | 0 | 93.9 | 42.9 | 166.0702 | 0
7703 | 0 | 18.8 | 159 | 40.0302 | 27.6 | 0 | 20.0151 | 0 | 0 | 0 | 148.781 | 0
7704 | 0 | 41.7 | 236.6 | 44.2182 | 29.7 | 0 | 22.1091 | 0 | 0 | 0 | 176.6958 | 0
7705 | 0 | 57.2 | 264.9 | 40.5137 | 31.8 | 0 | 20.2568 | 0 | 0 | 0 | 132.6972 | 0
7706 | 0 | 72.5 | 295.2 | 42.6469 | 33.7 | 0 | 21.3234 | 0 | 0 | 0 | 99.716 | 0
7707 | 0 | 86.6 | 324.4 | 40.3649 | 35.7 | 0 | 20.1825 | 0 | 0 | 0 | 88.7172 | 0
7708 | 0 | 97.7 | 347.9 | 39.9741 | 37.8 | 0 | 19.9871 | 0 | 0 | 0 | 81.9608 | 0
7709 | 0 | 107.4 | 370 | 42.7064 | 39.2 | 0 | 21.3532 | 0 | 0 | 0 | 86.3441 | 0
7710 | 0 | 115.3 | 384 | 42.3156 | 40.2 | 0 | 21.1578 | 0 | 0 | 0 | 138.3937 | 0
7711 | 0 | 281 | 931.3 | 50.2397 | 54 | 0 | 25.1198 | 0 | 56.3 | 42.9 | 144.0116 | 0
7712 | 0 | 276.2 | 891.1 | 76.0317 | 54.4 | 0 | 38.0159 | 0 | 37.6 | 42.9 | 160.9796 | 0
7713 | 0 | 255.1 | 344.8 | 79.0234 | 51.4 | 0 | 39.5117 | 0 | 0 | 42.9 | 288.9321 | 0
7714 | 0 | 235.5 | 381.7 | 78.4941 | 45.6 | 0 | 39.247 | 0 | 0 | 42.9 | 181.0488 | 0
7715 | 0 | 210.6 | 358.5 | 75.7699 | 38.7 | 0 | 37.8849 | 0 | 0 | 42.9 | 178.8379 | 0
7716 | 0 | 185.4 | 333.6 | 76.3342 | 33 | 0 | 38.1671 | 0 | 0 | 42.9 | 150.306 | 0
7717 | 0 | 170.7 | 792.7 | 73.1739 | 30.2 | 0 | 36.587 | 0 | 75.1 | 42.9 | 140.9638 | 0
7718 | 0 | 154 | 717.2 | 70.4903 | 28.6 | 0 | 35.2452 | 0 | 37.6 | 42.9 | 345.855 | 0
7719 | 0 | 153.5 | 213.4 | 71.3079 | 28.6 | 0 | 35.6539 | 0 | 0 | 42.9 | 229.5443 | 0
7720 | 0 | 160.1 | 278.2 | 76.2902 | 31.3 | 0 | 38.1451 | 0 | 0 | 42.9 | 187.2872 | 0
7721 | 0 | 173.4 | 305.2 | 80.476 | 35.3 | 0 | 40.238 | 0 | 0 | 42.9 | 137.8752 | 0
7722 | 0 | 185.9 | 808.8 | 83.0537 | 36.1 | 0 | 41.5268 | 0 | 37.6 | 42.9 | 234.122 | 0
7723 | 0 | 176.8 | 743.6 | 76.0274 | 34.5 | 0 | 38.0137 | 0 | 75.1 | 42.9 | 337.3336 | 0
7724 | 0 | 135.8 | 646.1 | 66.1877 | 22.8 | 0 | 33.0938 | 0 | 75.1 | 42.9 | 243.051 | 0
7725 | 0 | 145.4 | 682.3 | 54.3548 | 25 | 0 | 27.1774 | 0 | 75.1 | 42.9 | 238.8795 | 0
7726 | 0 | 148.8 | 693.6 | 42.6162 | 24.9 | 0 | 21.3081 | 0 | 93.9 | 42.9 | 272.8749 | 0
7727 | 0 | 47 | 186.3 | 43.8469 | 24.9 | 0 | 21.9235 | 0 | 0 | 0 | 210.3758 | 0
7728 | 0 | 66.5 | 257.7 | 41.3068 | 25.2 | 0 | 20.6534 | 0 | 0 | 0 | 158.9058 | 0
7729 | 0 | 72.8 | 270.8 | 41.8631 | 27.1 | 0 | 20.9315 | 0 | 0 | 0 | 185.9298 | 0
7730 | 0 | 76.6 | 278.4 | 41.9855 | 26.9 | 0 | 20.9928 | 0 | 0 | 0 | 83.3837 | 0
7731 | 0 | 79.4 | 284.6 | 42.8849 | 26 | 0 | 21.4425 | 0 | 0 | 0 | 83.5003 | 0
7732 | 0 | 81.8 | 289.7 | 44.1562 | 25.5 | 0 | 22.0781 | 0 | 0 | 0 | 78.1678 | 0
7733 | 0 | 84.4 | 295.3 | 41.3573 | 25.3 | 0 | 20.6786 | 0 | 0 | 0 | 81.0145 | 0
7734 | 0 | 86.8 | 296.1 | 44.256 | 25.5 | 0 | 22.128 | 0 | 0 | 0 | 121.6178 | 0
7735 | 0 | 244.6 | 830.2 | 61.9371 | 38.3 | 0 | 30.9685 | 0 | 56.3 | 42.9 | 129.9797 | 0
7736 | 0.7 | 280.7 | 791.3 | 102.1498 | 95.5 | 0 | 51.0749 | 0 | 37.6 | 43 | 123.7012 | 0
7737 | 2.1 | 238.7 | 226.2 | 175.3948 | 97.8 | 0 | 87.6974 | 0 | 0 | 43.2 | 167.0252 | 0
7738 | 3.5 | 174.7 | 211.9 | 301.9776 | 115 | 0 | 150.9888 | 0 | 0 | 43.4 | 101.6228 | 0
7739 | 3.5 | 90.7 | 128.8 | 380.6725 | 107.2 | 0 | 190.3363 | 0 | 0 | 43.4 | 145.3113 | 0
7740 | 2.8 | 79.3 | 110.3 | 378.6075 | 89.7 | 0 | 189.3038 | 0 | 0 | 43.3 | 144.0715 | 0
7741 | 1.4 | 87.4 | 558.1 | 343.0684 | 65.4 | 0 | 171.5342 | 0 | 75.1 | 43.1 | 210.6142 | 0
7742 | 2.1 | 73.4 | 483.7 | 289.4912 | 63.6 | 0 | 144.7456 | 0 | 37.6 | 43.2 | 149.8442 | 0
7743 | 3.5 | 79.3 | 51.9 | 302.6753 | 77.1 | 0 | 151.3376 | 0 | 0 | 43.4 | 314.3068 | 0
7744 | 2.8 | 92 | 96.4 | 319.7706 | 75.4 | 0 | 159.8853 | 0 | 0 | 43.3 | 226.6308 | 0
7745 | 2.1 | 101.4 | 121.4 | 276.5234 | 66.9 | 0 | 138.2617 | 0 | 0 | 43.2 | 213.4719 | 0
7746 | 0.7 | 108.4 | 591.2 | 173.5718 | 44.9 | 0 | 86.7859 | 0 | 37.6 | 43 | 175.1523 | 0
7747 | 0 | 71.6 | 508.9 | 122.588 | 1.7 | 0 | 61.294 | 0 | 75.1 | 42.9 | 243.9126 | 0
7748 | 0 | 41.5 | 423.8 | 73.6615 | 0 | 0 | 36.8307 | 0 | 75.1 | 42.9 | 361.8218 | 0
7749 | 0 | 55.4 | 465.7 | 46.6728 | 0.3 | 0 | 23.3364 | 0 | 75.1 | 42.9 | 272.4328 | 0
7750 | 0 | 64.7 | 478.5 | 41.939 | 1.2 | 0 | 20.9695 | 0 | 93.9 | 42.9 | 208.498 | 0
7751 | 0 | 0 | 39.3 | 44.4327 | 1.8 | 0 | 22.2163 | 0 | 0 | 0 | 151.6089 | 0
7752 | 0 | 0 | 86.1 | 44.3251 | 2.1 | 0 | 22.1626 | 0 | 0 | 0 | 117.9449 | 0
7753 | 0 | 2.9 | 116.9 | 43.1022 | 2.7 | 0 | 21.5511 | 0 | 0 | 0 | 108.6072 | 0
7754 | 0 | 15.1 | 150.9 | 43.2766 | 4.3 | 0 | 21.6383 | 0 | 0 | 0 | 91.2207 | 0
7755 | 0 | 31.8 | 183.9 | 40.7722 | 7 | 0 | 20.3861 | 0 | 0 | 0 | 80.0689 | 0
7756 | 0 | 44.7 | 208.7 | 41.8857 | 8.8 | 0 | 20.9429 | 0 | 0 | 0 | 79.2397 | 0
7757 | 0 | 55.9 | 230.4 | 41.5439 | 10.3 | 0 | 20.7719 | 0 | 0 | 0 | 80.0664 | 0
7758 | 0 | 65.2 | 244.5 | 42.9732 | 11.8 | 0 | 21.4866 | 0 | 0 | 0 | 88.3632 | 0
7759 | 0 | 228.7 | 774.4 | 60.2127 | 25.8 | 0 | 30.1063 | 0 | 56.3 | 42.9 | 129.0485 | 0
7760 | 0.7 | 263.8 | 732.5 | 101.9918 | 77.2 | 0 | 50.9959 | 0 | 37.6 | 43 | 121.0458 | 0
7761 | 2.1 | 236.2 | 211.9 | 159.8868 | 83.4 | 0 | 79.9434 | 0 | 0 | 43.2 | 155.4751 | 0
7762 | 3.5 | 203.6 | 226.2 | 243.6366 | 103 | 0 | 121.8183 | 0 | 0 | 43.4 | 152.0547 | 0
7763 | 3.5 | 159.2 | 187.4 | 261.7165 | 101.4 | 0 | 130.8583 | 0 | 0 | 43.4 | 83.9697 | 0
7764 | 2.8 | 117.7 | 147.8 | 242.2701 | 86.8 | 0 | 121.1351 | 0 | 0 | 43.3 | 157.9392 | 0
7765 | 1.4 | 81 | 536.7 | 224.3532 | 62.9 | 0 | 112.1766 | 0 | 75.1 | 43.1 | 221.3847 | 0
7766 | 2.1 | 59.8 | 437.3 | 213.4157 | 67.6 | 0 | 106.7079 | 0 | 37.6 | 43.2 | 196.7702 | 0
7767 | 3.5 | 57 | 20.7 | 207.0614 | 83.4 | 0 | 103.5307 | 0 | 0 | 43.4 | 115.2601 | 0
7768 | 2.8 | 69.2 | 54.2 | 257.139 | 77.6 | 0 | 128.5695 | 0 | 0 | 43.3 | 109.8135 | 0
7769 | 2.1 | 86.3 | 87.7 | 270.0665 | 66.2 | 0 | 135.0332 | 0 | 0 | 43.2 | 231.4136 | 0
7770 | 0.7 | 100.9 | 560.5 | 165.5222 | 43.1 | 0 | 82.7611 | 0 | 37.6 | 43 | 346.9594 | 0
7771 | 0 | 64.7 | 485.3 | 94.2654 | 1.3 | 0 | 47.1327 | 0 | 75.1 | 42.9 | 637.7795 | 0
7772 | 0 | 38.6 | 419 | 66.7093 | 0 | 0 | 33.3546 | 0 | 75.1 | 42.9 | 331.1858 | 0
7773 | 0 | 59.8 | 476 | 52.3072 | 0 | 0 | 26.1536 | 0 | 75.1 | 42.9 | 207.816 | 0
7774 | 0 | 75.6 | 505.8 | 42.1507 | 0.2 | 0 | 21.0753 | 0 | 93.9 | 42.9 | 241.2227 | 0
7775 | 0 | 0 | 72.5 | 41.7215 | 1.1 | 0 | 20.8607 | 0 | 0 | 0 | 232.2085 | 0
7776 | 0 | 3.6 | 141.5 | 39.6031 | 2 | 0 | 19.8016 | 0 | 0 | 0 | 158.0522 | 0
7777 | 0 | 18 | 178.1 | 40.9625 | 4.1 | 0 | 20.4812 | 0 | 0 | 0 | 118.4531 | 0
7778 | 0 | 36.2 | 211.4 | 42.3115 | 8.4 | 0 | 21.1558 | 0 | 0 | 0 | 102.5784 | 0
7779 | 0 | 53.8 | 244.6 | 40.9426 | 12.9 | 0 | 20.4713 | 0 | 0 | 0 | 103.1813 | 0
7780 | 0 | 68.9 | 274.5 | 41.3288 | 16.6 | 0 | 20.6644 | 0 | 0 | 0 | 99.9501 | 0
7781 | 0 | 81.3 | 299.5 | 42.4612 | 19.2 | 0 | 21.2306 | 0 | 0 | 0 | 96.8344 | 0
7782 | 0 | 91.7 | 316.4 | 42.7594 | 22.4 | 0 | 21.3797 | 0 | 0 | 0 | 101.4984 | 0
7783 | 0 | 258.3 | 848.2 | 60.645 | 36.8 | 0 | 30.3225 | 0 | 56.3 | 42.9 | 103.4201 | 0
7784 | 0.7 | 301.4 | 805.6 | 101.2201 | 89.6 | 0 | 50.61 | 0 | 37.6 | 43 | 91.9391 | 0
7785 | 2.1 | 284.2 | 284.9 | 173.137 | 89 | 0 | 86.5685 | 0 | 0 | 43.2 | 102.4611 | 0
7786 | 3.5 | 263.2 | 314.5 | 279.4404 | 97.9 | 0 | 139.7202 | 0 | 0 | 43.4 | 100.9047 | 0
7787 | 3.5 | 230 | 288.5 | 318.1866 | 82.6 | 0 | 159.0933 | 0 | 0 | 43.4 | 123.3581 | 0
7788 | 2.8 | 197.4 | 264.3 | 321.8561 | 56.9 | 0 | 160.928 | 0 | 0 | 43.3 | 142.9836 | 0
7789 | 1.4 | 166.7 | 701.8 | 268.9746 | 32.1 | 0 | 134.4873 | 0 | 75.1 | 43.1 | 169.8717 | 0
7790 | 2.1 | 152.3 | 611.6 | 222.8795 | 31.8 | 0 | 111.4398 | 0 | 37.6 | 43.2 | 125.3899 | 0
7791 | 3.5 | 158.2 | 142.4 | 215.5378 | 47.9 | 0 | 107.7689 | 0 | 0 | 43.4 | 112.4828 | 0
7792 | 2.8 | 165.8 | 207 | 294.1196 | 52.7 | 0 | 147.0598 | 0 | 0 | 43.3 | 95.8742 | 0
7793 | 2.1 | 173.3 | 238.3 | 277.4144 | 50.1 | 0 | 138.7072 | 0 | 0 | 43.2 | 140.6274 | 0
7794 | 0.7 | 179.3 | 730.7 | 194.0902 | 33.2 | 0 | 97.0451 | 0 | 37.6 | 43 | 107.153 | 0
7795 | 0 | 132.9 | 661 | 97.5081 | 0 | 0 | 48.7541 | 0 | 75.1 | 42.9 | 199.5151 | 0
7796 | 0 | 101.6 | 576.9 | 72.0666 | 0 | 0 | 36.0333 | 0 | 75.1 | 42.9 | 180.7348 | 0
7797 | 0 | 116 | 623.7 | 48.726 | 0 | 0 | 24.363 | 0 | 75.1 | 42.9 | 145.3048 | 0
7798 | 0 | 124.6 | 644.7 | 40.6516 | 0 | 0 | 20.3258 | 0 | 93.9 | 42.9 | 132.2112 | 0
7799 | 0 | 18 | 159.5 | 45.0497 | 0 | 0 | 22.5249 | 0 | 0 | 0 | 120.6744 | 0
7800 | 0 | 40.1 | 235.9 | 43.02 | 0 | 0 | 21.51 | 0 | 0 | 0 | 119.6016 | 0
7801 | 0 | 54.8 | 262.6 | 42.0776 | 0 | 0 | 21.0388 | 0 | 0 | 0 | 91.2214 | 0
7802 | 0 | 64.9 | 279.9 | 42.9218 | 0.5 | 0 | 21.4609 | 0 | 0 | 0 | 77.4475 | 0
7803 | 0 | 71.8 | 290.7 | 39.1497 | 1.6 | 0 | 19.5749 | 0 | 0 | 0 | 77.447 | 0
7804 | 0 | 78.3 | 301.7 | 41.427 | 2.3 | 0 | 20.7135 | 0 | 0 | 0 | 77.6859 | 0
7805 | 0 | 84.2 | 313.2 | 41.2758 | 3.2 | 0 | 20.6379 | 0 | 0 | 0 | 79.2412 | 0
7806 | 0 | 88.6 | 317.5 | 41.2467 | 4.8 | 0 | 20.6233 | 0 | 0 | 0 | 85.2767 | 0
7807 | 0 | 248.5 | 851 | 59.0021 | 21.7 | 0 | 29.5011 | 0 | 56.3 | 42.9 | 90.5038 | 0
7808 | 0.7 | 288.2 | 807.3 | 87.5413 | 72.4 | 0 | 43.7707 | 0 | 37.6 | 43 | 100.786 | 0
7809 | 2.1 | 278.6 | 281.6 | 179.1247 | 80.3 | 0 | 89.5623 | 0 | 0 | 43.2 | 122.7727 | 0
7810 | 3.5 | 279 | 334.1 | 299.9824 | 105.3 | 0 | 149.9912 | 0 | 0 | 43.4 | 202.1234 | 0
7811 | 3.5 | 266.6 | 331.2 | 324.1783 | 105.7 | 0 | 162.0892 | 0 | 0 | 43.4 | 87.173 | 0
7812 | 2.8 | 247.2 | 323.5 | 309.02 | 88.9 | 0 | 154.51 | 0 | 0 | 43.3 | 127.9031 | 0
7813 | 1.4 | 223.1 | 800.7 | 286.3972 | 59.8 | 0 | 143.1986 | 0 | 75.1 | 43.1 | 279.9306 | 0
7814 | 2.1 | 164.8 | 665.1 | 268.0752 | 47.3 | 0 | 134.0376 | 0 | 37.6 | 43.2 | 145.8419 | 0
7815 | 3.5 | 133 | 126.2 | 224.8026 | 56.1 | 0 | 112.4013 | 0 | 0 | 43.4 | 124.0746 | 0
7816 | 2.8 | 127.4 | 168.1 | 242.0377 | 53.9 | 0 | 121.0188 | 0 | 0 | 43.3 | 128.7907 | 0
7817 | 2.1 | 135.3 | 190.5 | 261.1268 | 48.9 | 0 | 130.5634 | 0 | 0 | 43.2 | 122.8667 | 0
7818 | 0.7 | 143 | 675.1 | 185.1561 | 33.1 | 0 | 92.578 | 0 | 37.6 | 43 | 129.4646 | 0
7819 | 0 | 103.4 | 601.4 | 112.3485 | 0 | 0 | 56.1742 | 0 | 75.1 | 42.9 | 201.6545 | 0
7820 | 0 | 75 | 519.5 | 63.7266 | 0 | 0 | 31.8633 | 0 | 75.1 | 42.9 | 215.9092 | 0
7821 | 0 | 91.2 | 566.6 | 53.2338 | 0 | 0 | 26.6169 | 0 | 75.1 | 42.9 | 165.8186 | 0
7822 | 0 | 102 | 586.7 | 43.8962 | 0 | 0 | 21.9481 | 0 | 93.9 | 42.9 | 182.9606 | 0
7823 | 0 | 5.6 | 119.3 | 39.7342 | 0 | 0 | 19.8671 | 0 | 0 | 0 | 134.88 | 0
7824 | 0 | 21.3 | 188.7 | 40.9169 | 0 | 0 | 20.4584 | 0 | 0 | 0 | 99.8338 | 0
7825 | 0 | 39.8 | 222.8 | 39.7612 | 0 | 0 | 19.8806 | 0 | 0 | 0 | 79.3568 | 0
7826 | 0 | 57.1 | 256.5 | 40.9674 | 0.1 | 0 | 20.4837 | 0 | 0 | 0 | 81.0176 | 0
7827 | 0 | 73.4 | 290 | 41.3843 | 1 | 0 | 20.6921 | 0 | 0 | 0 | 83.7325 | 0
7828 | 0 | 86.3 | 316.1 | 40.9175 | 1.9 | 0 | 20.4588 | 0 | 0 | 0 | 79.9517 | 0
7829 | 0 | 96.5 | 337.3 | 44.132 | 3.1 | 0 | 22.066 | 0 | 0 | 0 | 79.2387 | 0
7830 | 0 | 105.9 | 354.1 | 40.0848 | 5.7 | 0 | 20.0424 | 0 | 0 | 0 | 83.7341 | 0
7831 | 0 | 271.5 | 898.9 | 54.0768 | 22.6 | 0 | 27.0384 | 0 | 56.3 | 42.9 | 107.6437 | 0
7832 | 0.7 | 315 | 855.3 | 91.5623 | 72.9 | 0 | 45.7811 | 0 | 37.6 | 43 | 134.2601 | 0
7833 | 2.1 | 272.4 | 287.5 | 129.8467 | 80.6 | 0 | 64.9233 | 0 | 0 | 43.2 | 104.9829 | 0
7834 | 3.5 | 222.4 | 287.2 | 202.9903 | 105.2 | 0 | 101.4951 | 0 | 0 | 43.4 | 117.2175 | 0
7835 | 3.5 | 148.7 | 219 | 254.0376 | 105.4 | 0 | 127.0188 | 0 | 0 | 43.4 | 107.3956 | 0
7836 | 2.8 | 77.6 | 144.1 | 259.6072 | 88.2 | 0 | 129.8036 | 0 | 0 | 43.3 | 94.3243 | 0
7837 | 1.4 | 24.2 | 507.6 | 234.1186 | 57.8 | 0 | 117.0593 | 0 | 75.1 | 43.1 | 111.8739 | 0
7838 | 2.1 | 8.5 | 380.6 | 233.9493 | 37.2 | 0 | 116.9747 | 0 | 37.6 | 43.2 | 202.0884 | 0
7839 | 3.5 | 4.3 | 6.8 | 293.981 | 42.6 | 0 | 146.9905 | 0 | 0 | 43.4 | 104.7369 | 0
7840 | 2.8 | 8.8 | 11.6 | 349.7816 | 40.4 | 0 | 174.8908 | 0 | 0 | 43.3 | 101.2656 | 0
7841 | 2.1 | 20.1 | 27.5 | 317.9266 | 38.6 | 0 | 158.9633 | 0 | 0 | 43.2 | 126.6126 | 0
7842 | 0.7 | 44.3 | 503.5 | 214.8953 | 26.8 | 0 | 107.4477 | 0 | 37.6 | 43 | 184.5987 | 0
7843 | 0 | 19.9 | 432.5 | 109.5743 | 0 | 0 | 54.7872 | 0 | 75.1 | 42.9 | 335.7086 | 0
7844 | 0 | 9.1 | 382.7 | 68.6305 | 0 | 0 | 34.3152 | 0 | 75.1 | 42.9 | 189.6272 | 0
7845 | 0 | 27.7 | 453.6 | 50.1328 | 0 | 0 | 25.0664 | 0 | 75.1 | 42.9 | 222.9415 | 0
7846 | 0 | 54 | 501.2 | 43.3885 | 0 | 0 | 21.6943 | 0 | 93.9 | 42.9 | 274.8488 | 0
7847 | 0 | 0 | 74.6 | 40.2549 | 0 | 0 | 20.1275 | 0 | 0 | 0 | 224.3039 | 0
7848 | 0 | 0.7 | 158.3 | 40.3414 | 0 | 0 | 20.1707 | 0 | 0 | 0 | 135.2169 | 0
7849 | 0 | 16.5 | 215.6 | 44.6865 | 0 | 0 | 22.3432 | 0 | 0 | 0 | 101.9808 | 0
7850 | 0 | 44.2 | 272.2 | 40.377 | 1.1 | 0 | 20.1885 | 0 | 0 | 0 | 96.5922 | 0
7851 | 0 | 73.8 | 329.8 | 42.7259 | 3.1 | 0 | 21.363 | 0 | 0 | 0 | 79.2407 | 0
7852 | 0 | 97.4 | 375.2 | 41.617 | 6.5 | 0 | 20.8085 | 0 | 0 | 0 | 82.9125 | 0
7853 | 0 | 117.7 | 415.8 | 42.1271 | 11.7 | 0 | 21.0636 | 0 | 0 | 0 | 77.6836 | 0
7854 | 0 | 134.9 | 447 | 41.0309 | 16.1 | 0 | 20.5155 | 0 | 0 | 0 | 102.8211 | 0
7855 | 0 | 315.3 | 997.8 | 46.4004 | 33.9 | 0 | 23.2002 | 0 | 56.3 | 42.9 | 110.5397 | 0
7856 | 0 | 340.3 | 951.8 | 57.3078 | 35.9 | 0 | 28.6539 | 0 | 37.6 | 42.9 | 127.2555 | 0
7857 | 0 | 298.1 | 386 | 70.1661 | 37.5 | 0 | 35.0831 | 0 | 0 | 42.9 | 111.3895 | 0
7858 | 0 | 252.9 | 392.3 | 68.0515 | 37.7 | 0 | 34.0258 | 0 | 0 | 42.9 | 141.2719 | 0
7859 | 0 | 187.2 | 332.4 | 68.2787 | 37.6 | 0 | 34.1394 | 0 | 0 | 42.9 | 106.0633 | 0
7860 | 0 | 117.8 | 263.2 | 64.992 | 38.2 | 0 | 32.496 | 0 | 0 | 42.9 | 106.059 | 0
7861 | 0 | 64.9 | 672.1 | 60.6339 | 35.8 | 0 | 30.3169 | 0 | 75.1 | 42.9 | 150.9084 | 0
7862 | 0 | 28.1 | 524.7 | 54.0133 | 22.4 | 0 | 27.0066 | 0 | 37.6 | 42.9 | 145.7304 | 0
7863 | 0 | 22 | 56 | 57.1571 | 17.9 | 0 | 28.5786 | 0 | 0 | 42.9 | 153.7762 | 0
7864 | 0 | 36.6 | 112.2 | 62.5563 | 20.5 | 0 | 31.2782 | 0 | 0 | 42.9 | 257.1911 | 0
7865 | 0 | 81.2 | 174.5 | 71.6783 | 27.1 | 0 | 35.8391 | 0 | 0 | 42.9 | 127.9863 | 0
7866 | 0 | 112.2 | 682 | 71.4864 | 30.3 | 0 | 35.7432 | 0 | 37.6 | 42.9 | 177.6794 | 0
7867 | 0 | 92.8 | 607 | 69.6566 | 29.8 | 0 | 34.8283 | 0 | 75.1 | 42.9 | 223.5085 | 0
7868 | 0 | 59.3 | 539.2 | 54.7184 | 18.8 | 0 | 27.3592 | 0 | 75.1 | 42.9 | 174.8704 | 0
7869 | 0 | 83.6 | 595.7 | 45.0113 | 23.8 | 0 | 22.5056 | 0 | 75.1 | 42.9 | 175.7674 | 0
7870 | 0 | 102.5 | 631.7 | 42.9274 | 27.1 | 0 | 21.4637 | 0 | 93.9 | 42.9 | 139.8261 | 0
7871 | 0 | 1.9 | 158.3 | 38.338 | 30.4 | 0 | 19.169 | 0 | 0 | 0 | 175.4675 | 0
7872 | 0 | 17.1 | 241.1 | 41.2925 | 33.4 | 0 | 20.6463 | 0 | 0 | 0 | 163.469 | 0
7873 | 0 | 35.4 | 271.6 | 44.2703 | 35.9 | 0 | 22.1351 | 0 | 0 | 0 | 94.5608 | 0
7874 | 0 | 50.7 | 292.6 | 42.6404 | 37.3 | 0 | 21.3202 | 0 | 0 | 0 | 83.7347 | 0
7875 | 0 | 63 | 309.4 | 39.7401 | 38.1 | 0 | 19.8701 | 0 | 0 | 0 | 79.4754 | 0
7876 | 0 | 74 | 326.3 | 43.7124 | 38.7 | 0 | 21.8562 | 0 | 0 | 0 | 78.2834 | 0
7877 | 0 | 83.3 | 341.4 | 43.2581 | 39.3 | 0 | 21.629 | 0 | 0 | 0 | 96.4669 | 0
7878 | 0 | 91.8 | 351.9 | 40.342 | 41.2 | 0 | 20.171 | 0 | 0 | 0 | 82.1968 | 0
7879 | 0 | 258.1 | 883.1 | 48.3724 | 54.8 | 0 | 24.1862 | 0 | 56.3 | 42.9 | 116.4756 | 0
7880 | 0 | 247.8 | 835.3 | 65.5037 | 54 | 0 | 32.7518 | 0 | 37.6 | 42.9 | 136.2818 | 0
7881 | 0 | 227.8 | 309.4 | 71.4328 | 43.2 | 0 | 35.7164 | 0 | 0 | 42.9 | 90.6199 | 0
7882 | 0 | 170.8 | 298.2 | 67.6142 | 30.3 | 0 | 33.8071 | 0 | 0 | 42.9 | 100.4315 | 0
7883 | 0 | 166.6 | 294.3 | 66.1046 | 18.7 | 0 | 33.0523 | 0 | 0 | 42.9 | 140.9586 | 0
7884 | 0 | 171.1 | 310 | 63.2372 | 11.3 | 0 | 31.6186 | 0 | 0 | 42.9 | 209.2389 | 0
7885 | 0 | 155.2 | 760.9 | 57.1237 | 10.8 | 0 | 28.5618 | 0 | 75.1 | 42.9 | 115.6011 | 0
7886 | 0 | 114.2 | 630.8 | 56.7902 | 13.4 | 0 | 28.3951 | 0 | 37.6 | 42.9 | 105.3397 | 0
7887 | 0 | 100.5 | 131.9 | 56.7846 | 13.6 | 0 | 28.3923 | 0 | 0 | 42.9 | 111.6355 | 0
7888 | 0 | 97.3 | 177 | 65.1445 | 15.8 | 0 | 32.5722 | 0 | 0 | 42.9 | 188.2613 | 0
7889 | 0 | 114.2 | 205.7 | 73.601 | 21.3 | 0 | 36.8005 | 0 | 0 | 42.9 | 197.0795 | 0
7890 | 0 | 131.2 | 696.2 | 72.1084 | 23.8 | 0 | 36.0542 | 0 | 37.6 | 42.9 | 244.5831 | 0
7891 | 0 | 129.8 | 625.7 | 67.542 | 23.3 | 0 | 33.771 | 0 | 75.1 | 42.9 | 244.9402 | 0
7892 | 0 | 96 | 545.4 | 50.5942 | 13.3 | 0 | 25.2971 | 0 | 75.1 | 42.9 | 197.117 | 0
7893 | 0 | 110.6 | 594.2 | 47.3952 | 17.4 | 0 | 23.6976 | 0 | 75.1 | 42.9 | 256.2383 | 0
7894 | 0 | 120.4 | 618 | 40.8004 | 19.4 | 0 | 20.4002 | 0 | 93.9 | 42.9 | 207.98 | 0
7895 | 0 | 18.5 | 143 | 41.9979 | 21.6 | 0 | 20.999 | 0 | 0 | 0 | 219.1055 | 0
7896 | 0 | 41.5 | 221.3 | 43.6901 | 24 | 0 | 21.845 | 0 | 0 | 0 | 172.7774 | 0
7897 | 0 | 58.5 | 256.1 | 42.6429 | 26.3 | 0 | 21.3214 | 0 | 0 | 0 | 102.8203 | 0
7898 | 0 | 74.4 | 290.1 | 42.7327 | 28.5 | 0 | 21.3664 | 0 | 0 | 0 | 77.8037 | 0
7899 | 0 | 89.9 | 324.6 | 43.2732 | 31.1 | 0 | 21.6366 | 0 | 0 | 0 | 77.6845 | 0
7900 | 0 | 102.1 | 351.8 | 40.6504 | 32.9 | 0 | 20.3252 | 0 | 0 | 0 | 81.6078 | 0
7901 | 0 | 112.2 | 375.3 | 40.2134 | 34.5 | 0 | 20.1067 | 0 | 0 | 0 | 81.1386 | 0
7902 | 0 | 121.5 | 393.2 | 44.0824 | 36 | 0 | 22.0412 | 0 | 0 | 0 | 85.6318 | 0
7903 | 0 | 288.3 | 942.2 | 56.1784 | 49.7 | 0 | 28.0892 | 0 | 56.3 | 42.9 | 104.6194 | 0
7904 | 0.7 | 337.1 | 905.2 | 96.199 | 110.1 | 0 | 48.0995 | 0 | 37.6 | 43 | 124.0246 | 0
7905 | 2.1 | 320.2 | 352.4 | 195.8884 | 107.9 | 0 | 97.9442 | 0 | 0 | 43.2 | 140.3607 | 0
7906 | 3.5 | 300.3 | 384.2 | 306.1185 | 125.3 | 0 | 153.0593 | 0 | 0 | 43.4 | 131.0929 | 0
7907 | 3.5 | 262.8 | 355.7 | 325.3647 | 117.4 | 0 | 162.6824 | 0 | 0 | 43.4 | 144.336 | 0
7908 | 2.8 | 225 | 326.8 | 309.3448 | 92.2 | 0 | 154.6724 | 0 | 0 | 43.3 | 144.6569 | 0
7909 | 1.4 | 198.1 | 787.6 | 258.8953 | 60.9 | 0 | 129.4477 | 0 | 75.1 | 43.1 | 166.2628 | 0
7910 | 2.1 | 189.5 | 713.7 | 276.4654 | 62.6 | 0 | 138.2327 | 0 | 37.6 | 43.2 | 169.6497 | 0
7911 | 3.5 | 195.1 | 212 | 334.9847 | 84.9 | 0 | 167.4923 | 0 | 0 | 43.4 | 169.3782 | 0
7912 | 2.8 | 198.3 | 277.4 | 389.1768 | 85.9 | 0 | 194.5884 | 0 | 0 | 43.3 | 105.3406 | 0
7913 | 2.1 | 203.4 | 305.5 | 343.0284 | 75.8 | 0 | 171.5142 | 0 | 0 | 43.2 | 127.2284 | 0
7914 | 0.7 | 208.1 | 811.4 | 230.5833 | 49.8 | 0 | 115.2916 | 0 | 37.6 | 43 | 141.7891 | 0
7915 | 0 | 159.3 | 750.4 | 127.9614 | 3.2 | 0 | 63.9807 | 0 | 75.1 | 42.9 | 225.6583 | 0
7916 | 0 | 128.2 | 663.1 | 85.5572 | 1.2 | 0 | 42.7786 | 0 | 75.1 | 42.9 | 151.4643 | 0
7917 | 0 | 142.4 | 708.4 | 61.6932 | 3.3 | 0 | 30.8466 | 0 | 75.1 | 42.9 | 147.2865 | 0
7918 | 0 | 151.7 | 732.2 | 41.7593 | 5.5 | 0 | 20.8796 | 0 | 93.9 | 42.9 | 140.3451 | 0
7919 | 0 | 43 | 228 | 42.4411 | 10.7 | 0 | 21.2205 | 0 | 0 | 0 | 161.2911 | 0
7920 | 0 | 67.7 | 309.7 | 40.7963 | 15.9 | 0 | 20.3982 | 0 | 0 | 0 | 140.6198 | 0
7921 | 0 | 88.8 | 352.9 | 42.0543 | 20.6 | 0 | 21.0272 | 0 | 0 | 0 | 106.5522 | 0
7922 | 0 | 96.4 | 364 | 41.2566 | 25 | 0 | 20.6283 | 0 | 0 | 0 | 93.8426 | 0
7923 | 0 | 103.8 | 376.6 | 43.5627 | 29.2 | 0 | 21.7814 | 0 | 0 | 0 | 99.9516 | 0
7924 | 0 | 109.5 | 387.2 | 41.2842 | 32.7 | 0 | 20.6421 | 0 | 0 | 0 | 79.3588 | 0
7925 | 0 | 114.1 | 396 | 42.7681 | 35.6 | 0 | 21.384 | 0 | 0 | 0 | 80.7777 | 0
7926 | 0 | 121.3 | 406.7 | 43.9241 | 38.2 | 0 | 21.962 | 0 | 0 | 0 | 87.643 | 0
7927 | 0 | 284.3 | 948 | 66.7697 | 52.7 | 0 | 33.3849 | 0 | 56.3 | 42.9 | 119.2855 | 0
7928 | 0.7 | 329.3 | 909.8 | 117.8483 | 111.6 | 0 | 58.9242 | 0 | 37.6 | 43 | 145.2073 | 0
7929 | 2.1 | 324.8 | 360.8 | 200.2341 | 118.1 | 0 | 100.1171 | 0 | 0 | 43.2 | 166.528 | 0
7930 | 3.5 | 328.8 | 416.2 | 305.9552 | 140.7 | 0 | 152.9776 | 0 | 0 | 43.4 | 115.1385 | 0
7931 | 3.5 | 320.4 | 419.7 | 377.7202 | 120.9 | 0 | 188.8601 | 0 | 0 | 43.4 | 110.4169 | 0
7932 | 2.8 | 307.4 | 424.8 | 393.3257 | 79.9 | 0 | 196.6629 | 0 | 0 | 43.3 | 106.4327 | 0
7933 | 1.4 | 292.2 | 964.9 | 349.6558 | 37.7 | 0 | 174.8279 | 0 | 75.1 | 43.1 | 203.9396 | 0
7934 | 2.1 | 288.8 | 899.8 | 323.3285 | 30.1 | 0 | 161.6643 | 0 | 37.6 | 43.2 | 209.7843 | 0
7935 | 3.5 | 297.8 | 348.1 | 329.4163 | 44.6 | 0 | 164.7082 | 0 | 0 | 43.4 | 240.1635 | 0
7936 | 2.8 | 290.5 | 408.2 | 397.7586 | 50.2 | 0 | 198.8793 | 0 | 0 | 43.3 | 129.1437 | 0
7937 | 2.1 | 281.3 | 425.8 | 346.2491 | 50.7 | 0 | 173.1246 | 0 | 0 | 43.2 | 151.7177 | 0
7938 | 0.7 | 277.9 | 975 | 241.2558 | 32.3 | 0 | 120.6279 | 0 | 37.6 | 43 | 208.8453 | 0
7939 | 0 | 228.1 | 957.5 | 156.7545 | 0 | 0 | 78.3772 | 0 | 75.1 | 42.9 | 380.593 | 0
7940 | 0 | 187.3 | 844.7 | 88.1413 | 0 | 0 | 44.0707 | 0 | 75.1 | 42.9 | 431.9315 | 0
7941 | 0 | 193 | 868.3 | 59.992 | 0 | 0 | 29.996 | 0 | 75.1 | 42.9 | 243.8131 | 0
7942 | 0 | 194.4 | 875 | 43.4462 | 0 | 0 | 21.7231 | 0 | 93.9 | 42.9 | 335.4756 | 0
7943 | 0 | 85.6 | 319.8 | 41.0548 | 0.5 | 0 | 20.5274 | 0 | 0 | 0 | 325.5908 | 0
7944 | 0 | 110.1 | 403.1 | 42.0212 | 2.5 | 0 | 21.0106 | 0 | 0 | 0 | 151.3072 | 0
7945 | 0 | 123.5 | 433.5 | 40.7192 | 4.4 | 0 | 20.3596 | 0 | 0 | 0 | 92.2926 | 0
7946 | 0 | 139.6 | 470.5 | 43.1022 | 7.4 | 0 | 21.5511 | 0 | 0 | 0 | 84.4475 | 0
7947 | 0 | 155.5 | 507.7 | 42.5942 | 13.6 | 0 | 21.2971 | 0 | 0 | 0 | 84.3302 | 0
7948 | 0 | 168 | 537 | 42.253 | 19.9 | 0 | 21.1265 | 0 | 0 | 0 | 80.3065 | 0
7949 | 0 | 178.6 | 564.2 | 42.8201 | 25.8 | 0 | 21.4101 | 0 | 0 | 0 | 84.2102 | 0
7950 | 0 | 187.6 | 584.2 | 43.3377 | 32 | 0 | 21.6689 | 0 | 0 | 0 | 83.4987 | 0
7951 | 0 | 368.7 | 1199 | 65.3093 | 51.1 | 0 | 32.6547 | 0 | 56.3 | 42.9 | 95.2756 | 0
7952 | 0.7 | 428.3 | 1155.4 | 109.8846 | 109.6 | 0 | 54.9423 | 0 | 37.6 | 43 | 227.7852 | 0
7953 | 2.1 | 411.3 | 532.2 | 196.0421 | 121.6 | 0 | 98.021 | 0 | 0 | 43.2 | 202.0794 | 0
7954 | 3.5 | 396.1 | 562 | 327.8692 | 154.8 | 0 | 163.9346 | 0 | 0 | 43.4 | 242.6337 | 0
7955 | 3.5 | 355.6 | 533.3 | 358.6566 | 143.7 | 0 | 179.3283 | 0 | 0 | 43.4 | 218.066 | 0
7956 | 2.8 | 304.4 | 495.9 | 322.108 | 103.2 | 0 | 161.054 | 0 | 0 | 43.3 | 195.9348 | 0
7957 | 1.4 | 262.9 | 1006.1 | 304.4638 | 56.5 | 0 | 152.2319 | 0 | 75.1 | 43.1 | 278.2143 | 0
7958 | 2.1 | 251 | 907 | 298.0178 | 51.7 | 0 | 149.0089 | 0 | 37.6 | 43.2 | 203.287 | 0
7959 | 3.5 | 261.3 | 354.2 | 290.9047 | 77.4 | 0 | 145.4524 | 0 | 0 | 43.4 | 216.1373 | 0
7960 | 2.8 | 268.5 | 430.2 | 335.139 | 85 | 0 | 167.5695 | 0 | 0 | 43.3 | 167.2615 | 0
7961 | 2.1 | 272.8 | 458.8 | 298.1513 | 77.7 | 0 | 149.0757 | 0 | 0 | 43.2 | 210.1664 | 0
7962 | 0.7 | 278.4 | 1001.1 | 243.9059 | 49.8 | 0 | 121.953 | 0 | 37.6 | 43 | 192.5687 | 0
7963 | 0 | 222.5 | 969.7 | 152.8231 | 1.9 | 0 | 76.4115 | 0 | 75.1 | 42.9 | 280.2258 | 0
7964 | 0 | 192.3 | 881.2 | 89.5688 | 0 | 0 | 44.7844 | 0 | 75.1 | 42.9 | 275.1563 | 0
7965 | 0 | 209.4 | 931.7 | 58.6504 | 1.2 | 0 | 29.3252 | 0 | 75.1 | 42.9 | 265.6623 | 0
7966 | 0 | 220.7 | 967 | 43.1142 | 2.9 | 0 | 21.5571 | 0 | 93.9 | 42.9 | 234.4488 | 0
7967 | 0 | 110.2 | 420.4 | 41.2194 | 4.9 | 0 | 20.6097 | 0 | 0 | 0 | 163.9834 | 0
7968 | 0 | 139 | 516.2 | 41.4803 | 8.1 | 0 | 20.7402 | 0 | 0 | 0 | 135.3061 | 0
7969 | 0 | 155 | 548.8 | 43.1945 | 13.1 | 0 | 21.5973 | 0 | 0 | 0 | 108.7324 | 0
7970 | 0 | 166.8 | 572.5 | 42.7042 | 18.5 | 0 | 21.3521 | 0 | 0 | 0 | 82.3202 | 0
7971 | 0 | 175.8 | 589.7 | 41.1298 | 23 | 0 | 20.5649 | 0 | 0 | 0 | 75.4425 | 0
7972 | 0 | 183.9 | 605.7 | 42.9391 | 26.6 | 0 | 21.4696 | 0 | 0 | 0 | 75.9102 | 0
7973 | 0 | 190.4 | 620 | 40.8165 | 29.9 | 0 | 20.4082 | 0 | 0 | 0 | 78.5251 | 0
7974 | 0 | 196.6 | 631.4 | 39.7947 | 33.6 | 0 | 19.8973 | 0 | 0 | 0 | 80.0669 | 0
7975 | 0 | 376.9 | 1242.1 | 60.2303 | 51.2 | 0 | 30.1152 | 0 | 56.3 | 42.9 | 115.3787 | 0
7976 | 0.7 | 435.8 | 1196.5 | 99.9853 | 109.3 | 0 | 49.9927 | 0 | 37.6 | 43 | 178.4387 | 0
7977 | 2.1 | 432.3 | 581.3 | 185.9368 | 127 | 0 | 92.9684 | 0 | 0 | 43.2 | 165.7372 | 0
7978 | 3.5 | 445 | 639.6 | 305.8889 | 174 | 0 | 152.9444 | 0 | 0 | 43.4 | 85.8638 | 0
7979 | 3.5 | 431.6 | 639.2 | 370.7113 | 180.6 | 0 | 185.3557 | 0 | 0 | 43.4 | 88.6006 | 0
7980 | 2.8 | 407.5 | 636.8 | 342.9317 | 151.4 | 0 | 171.4659 | 0 | 0 | 43.3 | 115.3797 | 0
7981 | 1.4 | 381.4 | 1235.8 | 328.679 | 107.4 | 0 | 164.3395 | 0 | 75.1 | 43.1 | 143.9114 | 0
7982 | 2.1 | 372.8 | 1140.4 | 295.1671 | 115 | 0 | 147.5835 | 0 | 37.6 | 43.2 | 149.203 | 0
7983 | 3.5 | 388.6 | 532.5 | 248.1478 | 154.2 | 0 | 124.0739 | 0 | 0 | 43.4 | 127.5638 | 0
7984 | 2.8 | 382.8 | 603 | 281.6759 | 153.4 | 0 | 140.8379 | 0 | 0 | 43.3 | 118.9245 | 0
7985 | 2.1 | 369.3 | 624.9 | 226.4588 | 126 | 0 | 113.2294 | 0 | 0 | 43.2 | 134.5072 | 0
7986 | 0.7 | 362.2 | 1229 | 152.688 | 77.2 | 0 | 76.344 | 0 | 37.6 | 43 | 210.5932 | 0
7987 | 0 | 286.3 | 1177.8 | 98.427 | 24.5 | 0 | 49.2135 | 0 | 75.1 | 42.9 | 267.895 | 0
7988 | 0 | 249.3 | 1077.7 | 53.0686 | 18.6 | 0 | 26.5343 | 0 | 75.1 | 42.9 | 450.6538 | 0
7989 | 0 | 260.1 | 1111.9 | 42.3534 | 23.6 | 0 | 21.1767 | 0 | 75.1 | 42.9 | 186.7446 | 0
7990 | 0 | 268.4 | 1139.9 | 41.3923 | 27.1 | 0 | 20.6962 | 0 | 93.9 | 42.9 | 219.391 | 0
7991 | 0 | 152.6 | 527.7 | 42.9968 | 30.8 | 0 | 21.4984 | 0 | 0 | 0 | 186.2294 | 0
7992 | 0 | 185.3 | 627.1 | 41.3483 | 34 | 0 | 20.6742 | 0 | 0 | 0 | 133.906 | 0
7993 | 0 | 195.1 | 647.4 | 41.9418 | 36.7 | 0 | 20.9709 | 0 | 0 | 0 | 142.8836 | 0
7994 | 0 | 194.7 | 644.4 | 38.979 | 39.1 | 0 | 19.4895 | 0 | 0 | 0 | 102.6998 | 0
7995 | 0 | 197.5 | 652.1 | 40.6135 | 41.7 | 0 | 20.3067 | 0 | 0 | 0 | 93.1251 | 0
7996 | 0 | 202.1 | 666.5 | 42.4523 | 44.1 | 0 | 21.2261 | 0 | 0 | 0 | 86.9378 | 0
7997 | 0 | 206.7 | 682.7 | 41.6257 | 46.3 | 0 | 20.8128 | 0 | 0 | 0 | 89.3071 | 0
7998 | 0 | 211.3 | 694.7 | 42.3506 | 47.8 | 0 | 21.1753 | 0 | 0 | 0 | 96.1076 | 0
7999 | 0 | 395.7 | 1335.9 | 58.9352 | 61.8 | 0 | 29.4676 | 0 | 56.3 | 42.9 | 95.1582 | 0
8000 | 0.7 | 458 | 1278.6 | 103.675 | 126.6 | 0 | 51.8375 | 0 | 37.6 | 43 | 99.3519 | 0
8001 | 2.1 | 452 | 634.8 | 140.3685 | 142.2 | 0 | 70.1843 | 0 | 0 | 43.2 | 107.1522 | 0
8002 | 3.5 | 456.4 | 681.2 | 235.1301 | 185.8 | 0 | 117.5651 | 0 | 0 | 43.4 | 157.3342 | 0
8003 | 3.5 | 436.5 | 671.6 | 293.9001 | 183.9 | 0 | 146.9501 | 0 | 0 | 43.4 | 175.2261 | 0
8004 | 2.8 | 411.4 | 666.9 | 289.3601 | 150.4 | 0 | 144.68 | 0 | 0 | 43.3 | 204.2189 | 0
8005 | 1.4 | 389.2 | 1286.4 | 266.0753 | 105.4 | 0 | 133.0376 | 0 | 75.1 | 43.1 | 202.8894 | 0
8006 | 2.1 | 377.6 | 1181.6 | 294.1205 | 110.3 | 0 | 147.0602 | 0 | 37.6 | 43.2 | 223.164 | 0
8007 | 3.5 | 388.5 | 549.9 | 353.3141 | 145.5 | 0 | 176.6571 | 0 | 0 | 43.4 | 219.1937 | 0
8008 | 2.8 | 382.7 | 619 | 373.9234 | 147.7 | 0 | 186.9617 | 0 | 0 | 43.3 | 135.1955 | 0
8009 | 2.1 | 371.9 | 643.8 | 302.5147 | 122.7 | 0 | 151.2574 | 0 | 0 | 43.2 | 135.5244 | 0
8010 | 0.7 | 359.4 | 1246.5 | 240.3238 | 76.7 | 0 | 120.1619 | 0 | 37.6 | 43 | 206.7213 | 0
8011 | 0 | 275.3 | 1166.3 | 163.6313 | 23.5 | 0 | 81.8157 | 0 | 75.1 | 42.9 | 399.5207 | 0
8012 | 0 | 227.8 | 1036.3 | 99.3949 | 18.6 | 0 | 49.6975 | 0 | 75.1 | 42.9 | 309.5054 | 0
8013 | 0 | 231.8 | 1049.6 | 59.4283 | 25 | 0 | 29.7141 | 0 | 75.1 | 42.9 | 308.157 | 0
8014 | 0 | 230 | 1043.2 | 41.3127 | 29.5 | 0 | 20.6563 | 0 | 93.9 | 42.9 | 382.6057 | 0
8015 | 0 | 112 | 425.8 | 41.3412 | 33.1 | 0 | 20.6706 | 0 | 0 | 0 | 175.9058 | 0
8016 | 0 | 131.8 | 488.5 | 41.6805 | 36.6 | 0 | 20.8403 | 0 | 0 | 0 | 131.2688 | 0
8017 | 0 | 134.6 | 491.3 | 41.6238 | 40.8 | 0 | 20.8119 | 0 | 0 | 0 | 102.6989 | 0
8018 | 0 | 136.8 | 494.7 | 40.479 | 44.4 | 0 | 20.2395 | 0 | 0 | 0 | 96.5915 | 0
8019 | 0 | 139.1 | 499.7 | 41.181 | 47.3 | 0 | 20.5905 | 0 | 0 | 0 | 81.8459 | 0
8020 | 0 | 141.3 | 505.8 | 40.7114 | 49.6 | 0 | 20.3557 | 0 | 0 | 0 | 73.9312 | 0
8021 | 0 | 143.2 | 512.3 | 42.8282 | 52.5 | 0 | 21.4141 | 0 | 0 | 0 | 85.7464 | 0
8022 | 0 | 144.6 | 513.4 | 41.8972 | 55.3 | 0 | 20.9486 | 0 | 0 | 0 | 135.9663 | 0
8023 | 0 | 316.6 | 1133.5 | 44.2517 | 70.4 | 0 | 22.1258 | 0 | 56.3 | 42.9 | 97.6738 | 0
8024 | 0 | 340.7 | 1080.1 | 71.5093 | 72.7 | 0 | 35.7547 | 0 | 37.6 | 42.9 | 118.2837 | 0
8025 | 0 | 325.2 | 452.5 | 81.2859 | 69 | 0 | 40.6429 | 0 | 0 | 42.9 | 205.5837 | 0
8026 | 0 | 311.7 | 485.2 | 79.417 | 55.4 | 0 | 39.7085 | 0 | 0 | 42.9 | 121.9377 | 0
8027 | 0 | 287.7 | 470.4 | 77.569 | 40.7 | 0 | 38.7845 | 0 | 0 | 42.9 | 163.0408 | 0
8028 | 0 | 266.2 | 458.4 | 70.8393 | 27.7 | 0 | 35.4196 | 0 | 0 | 42.9 | 138.3714 | 0
8029 | 0 | 251.1 | 1004.9 | 68.5434 | 16.4 | 0 | 34.2717 | 0 | 75.1 | 42.9 | 193.4395 | 0
8030 | 0 | 236.6 | 919.8 | 65.5533 | 7.3 | 0 | 32.7766 | 0 | 37.6 | 42.9 | 231.2199 | 0
8031 | 0 | 234.1 | 330.6 | 62.7196 | 5.3 | 0 | 31.3598 | 0 | 0 | 42.9 | 156.9559 | 0
8032 | 0 | 230.5 | 387 | 71.9817 | 10.9 | 0 | 35.9908 | 0 | 0 | 42.9 | 143.4221 | 0
8033 | 0 | 232.3 | 403.9 | 84.2465 | 23.2 | 0 | 42.1233 | 0 | 0 | 42.9 | 223.6981 | 0
8034 | 0 | 235.6 | 970.5 | 80.9976 | 29.8 | 0 | 40.4988 | 0 | 37.6 | 42.9 | 229.9517 | 0
8035 | 0 | 201.6 | 895.7 | 66.0002 | 31.7 | 0 | 33.0001 | 0 | 75.1 | 42.9 | 206.1613 | 0
8036 | 0 | 158.1 | 786.5 | 43.3228 | 20.7 | 0 | 21.6614 | 0 | 75.1 | 42.9 | 226.0771 | 0
8037 | 0 | 168 | 815.9 | 42.9559 | 26.5 | 0 | 21.4779 | 0 | 75.1 | 42.9 | 233.1092 | 0
8038 | 0 | 173.4 | 823.4 | 41.591 | 30.8 | 0 | 20.7955 | 0 | 93.9 | 42.9 | 185.6965 | 0
8039 | 0 | 69.6 | 274.2 | 41.6251 | 35.5 | 0 | 20.8125 | 0 | 0 | 0 | 199.6818 | 0
8040 | 0 | 91.8 | 346.4 | 40.1774 | 40.1 | 0 | 20.0887 | 0 | 0 | 0 | 146.4757 | 0
8041 | 0 | 101.7 | 367.6 | 43.1285 | 44.7 | 0 | 21.5643 | 0 | 0 | 0 | 102.7006 | 0
8042 | 0 | 111.9 | 389.2 | 40.845 | 48.8 | 0 | 20.4225 | 0 | 0 | 0 | 84.3291 | 0
8043 | 0 | 121.9 | 410.5 | 39.8325 | 52.8 | 0 | 19.9162 | 0 | 0 | 0 | 77.9292 | 0
8044 | 0 | 130.3 | 429.6 | 41.609 | 56 | 0 | 20.8045 | 0 | 0 | 0 | 78.4052 | 0
8045 | 0 | 137.3 | 447.2 | 40.2936 | 59.3 | 0 | 20.1468 | 0 | 0 | 0 | 80.8961 | 0
8046 | 0 | 143.9 | 460.3 | 42.7024 | 62.4 | 0 | 21.3512 | 0 | 0 | 0 | 98.2715 | 0
8047 | 0 | 317.4 | 1060 | 42.672 | 79.2 | 0 | 21.336 | 0 | 56.3 | 42.9 | 137.3977 | 0
8048 | 0 | 318.7 | 1019 | 60.7783 | 83.4 | 0 | 30.3891 | 0 | 37.6 | 42.9 | 128.8072 | 0
8049 | 0 | 303.7 | 431.6 | 73.6862 | 82.2 | 0 | 36.8431 | 0 | 0 | 42.9 | 115.257 | 0
8050 | 0 | 296.4 | 488 | 75.6914 | 70.8 | 0 | 37.8457 | 0 | 0 | 42.9 | 115.5035 | 0
8051 | 0 | 289 | 493 | 75.1643 | 59.1 | 0 | 37.5821 | 0 | 0 | 42.9 | 184.4943 | 0
8052 | 0 | 282.8 | 497.6 | 74.1933 | 50.5 | 0 | 37.0966 | 0 | 0 | 42.9 | 190.2374 | 0
8053 | 0 | 289.5 | 1069.5 | 72.9809 | 41.6 | 0 | 36.4904 | 0 | 75.1 | 42.9 | 179.0098 | 0
8054 | 0 | 276.3 | 994 | 69.4316 | 33.2 | 0 | 34.7158 | 0 | 37.6 | 42.9 | 110.7777 | 0
8055 | 0 | 275.8 | 416 | 72.9898 | 27.8 | 0 | 36.4949 | 0 | 0 | 42.9 | 102.5816 | 0
8056 | 0 | 276.7 | 480.6 | 76.2803 | 29.1 | 0 | 38.1401 | 0 | 0 | 42.9 | 138.8459 | 0
8057 | 0 | 282 | 502 | 74.9749 | 41.7 | 0 | 37.4875 | 0 | 0 | 42.9 | 146.0477 | 0
8058 | 0 | 296.8 | 1078.7 | 77.1273 | 46.8 | 0 | 38.5637 | 0 | 37.6 | 42.9 | 202.7659 | 0
8059 | 0 | 269.4 | 1003.9 | 71.2909 | 46.4 | 0 | 35.6454 | 0 | 75.1 | 42.9 | 182.1178 | 0
8060 | 0 | 214.4 | 882.5 | 55.5821 | 35 | 0 | 27.7911 | 0 | 75.1 | 42.9 | 197.1291 | 0
8061 | 0 | 218.3 | 904.1 | 48.8872 | 39.1 | 0 | 24.4436 | 0 | 75.1 | 42.9 | 250.3124 | 0
8062 | 0 | 217.3 | 904.6 | 40.4232 | 41.4 | 0 | 20.2116 | 0 | 93.9 | 42.9 | 221.7749 | 0
8063 | 0 | 102.5 | 332.8 | 41.5457 | 44.2 | 0 | 20.7729 | 0 | 0 | 0 | 169.5577 | 0
8064 | 0 | 122.5 | 400.6 | 41.8138 | 46.9 | 0 | 20.9069 | 0 | 0 | 0 | 149.3843 | 0
8065 | 0 | 124.8 | 405.7 | 43.8289 | 48.4 | 0 | 21.9145 | 0 | 0 | 0 | 93.7275 | 0
8066 | 0 | 124.8 | 404.9 | 42.5846 | 48.8 | 0 | 21.2923 | 0 | 0 | 0 | 73.932 | 0
8067 | 0 | 123.8 | 401.3 | 42.7123 | 48.7 | 0 | 21.3561 | 0 | 0 | 0 | 59.5517 | 0
8068 | 0 | 122.8 | 400 | 42.5973 | 48.7 | 0 | 21.2986 | 0 | 0 | 0 | 55.519 | 0
8069 | 0 | 122.4 | 401.9 | 41.9613 | 48.9 | 0 | 20.9807 | 0 | 0 | 0 | 45.6541 | 0
8070 | 0 | 121.4 | 398.1 | 43.6603 | 49 | 0 | 21.8302 | 0 | 0 | 0 | 47.8253 | 0
8071 | 0 | 287.3 | 982.5 | 58.778 | 64.2 | 0 | 29.389 | 0 | 56.3 | 42.9 | 56.8997 | 0
8072 | 0.7 | 330.2 | 929.5 | 86.0986 | 128.9 | 0 | 43.0493 | 0 | 37.6 | 43 | 108.4839 | 0
8073 | 2.1 | 316.8 | 341.6 | 152.5079 | 135.7 | 0 | 76.254 | 0 | 0 | 43.2 | 149.8713 | 0
8074 | 3.5 | 309.4 | 384.9 | 293.4975 | 168.5 | 0 | 146.7488 | 0 | 0 | 43.4 | 161.9516 | 0
8075 | 3.5 | 292.5 | 380.4 | 389.2376 | 162.9 | 0 | 194.6188 | 0 | 0 | 43.4 | 149.2629 | 0
8076 | 2.8 | 272.7 | 375.7 | 381.849 | 135.1 | 0 | 190.9245 | 0 | 0 | 43.3 | 184.1848 | 0
8077 | 1.4 | 243.9 | 891.6 | 360.5208 | 93.5 | 0 | 180.2604 | 0 | 75.1 | 43.1 | 103.5367 | 0
8078 | 2.1 | 170.2 | 722.7 | 328.8566 | 71.7 | 0 | 164.4283 | 0 | 37.6 | 43.2 | 198.6427 | 0
8079 | 3.5 | 118.4 | 131.6 | 361.8491 | 74.9 | 0 | 180.9245 | 0 | 0 | 43.4 | 110.9006 | 0
8080 | 2.8 | 119.8 | 182.4 | 408.3502 | 69.7 | 0 | 204.1751 | 0 | 0 | 43.3 | 170.7454 | 0
8081 | 2.1 | 125.3 | 194.3 | 349.9868 | 67.2 | 0 | 174.9934 | 0 | 0 | 43.2 | 149.3177 | 0
8082 | 0.7 | 126.3 | 666.8 | 257.5456 | 46.2 | 0 | 128.7728 | 0 | 37.6 | 43 | 135.8681 | 0
8083 | 0 | 86.6 | 594.5 | 148.1219 | 2.2 | 0 | 74.0609 | 0 | 75.1 | 42.9 | 150.3864 | 0
8084 | 0 | 57.5 | 496.8 | 84.7824 | 0.2 | 0 | 42.3912 | 0 | 75.1 | 42.9 | 241.3286 | 0
8085 | 0 | 70.4 | 532.2 | 57.6995 | 1.4 | 0 | 28.8498 | 0 | 75.1 | 42.9 | 341.0993 | 0
8086 | 0 | 78.2 | 537.6 | 43.7102 | 2.5 | 0 | 21.8551 | 0 | 93.9 | 42.9 | 195.9722 | 0
8087 | 0 | 1.3 | 70.5 | 43.4437 | 3.5 | 0 | 21.7218 | 0 | 0 | 0 | 141.1279 | 0
8088 | 0 | 5.6 | 122.6 | 41.8925 | 4.3 | 0 | 20.9463 | 0 | 0 | 0 | 239.2994 | 0
8089 | 0 | 14 | 152 | 41.5631 | 6.1 | 0 | 20.7815 | 0 | 0 | 0 | 119.0803 | 0
8090 | 0 | 30.6 | 185.5 | 40.3408 | 9.4 | 0 | 20.1704 | 0 | 0 | 0 | 88.8369 | 0
8091 | 0 | 46.7 | 218.4 | 44.6527 | 13.2 | 0 | 22.3264 | 0 | 0 | 0 | 81.7279 | 0
8092 | 0 | 59.1 | 243.4 | 42.1981 | 16.4 | 0 | 21.0991 | 0 | 0 | 0 | 78.0466 | 0
8093 | 0 | 69.8 | 265.5 | 43.8054 | 18.9 | 0 | 21.9027 | 0 | 0 | 0 | 79.001 | 0
8094 | 0 | 79.4 | 281.7 | 40.7997 | 21.8 | 0 | 20.3999 | 0 | 0 | 0 | 94.0804 | 0
8095 | 0 | 243.4 | 822.1 | 58.3048 | 36.6 | 0 | 29.1524 | 0 | 56.3 | 42.9 | 124.3784 | 0
8096 | 0.7 | 288.3 | 792.3 | 83.0332 | 91.7 | 0 | 41.5166 | 0 | 37.6 | 43 | 141.1787 | 0
8097 | 2.1 | 277.5 | 266.3 | 160.2017 | 103.9 | 0 | 80.1009 | 0 | 0 | 43.2 | 112.3586 | 0
8098 | 3.5 | 256.4 | 295.3 | 307.1227 | 132.8 | 0 | 153.5613 | 0 | 0 | 43.4 | 87.8838 | 0
8099 | 3.5 | 225 | 272.5 | 376.1133 | 131.1 | 0 | 188.0566 | 0 | 0 | 43.4 | 118.0092 | 0
8100 | 2.8 | 193 | 249.4 | 329.8384 | 108.5 | 0 | 164.9192 | 0 | 0 | 43.3 | 134.4223 | 0
8101 | 1.4 | 171.7 | 699.3 | 286.7589 | 74 | 0 | 143.3794 | 0 | 75.1 | 43.1 | 150.3896 | 0
8102 | 2.1 | 164.5 | 635 | 224.9387 | 56.3 | 0 | 112.4693 | 0 | 37.6 | 43.2 | 155.1292 | 0
8103 | 3.5 | 170.2 | 154.6 | 292.1137 | 67 | 0 | 146.0569 | 0 | 0 | 43.4 | 93.7261 | 0
8104 | 2.8 | 174.2 | 214.3 | 365.1212 | 66.1 | 0 | 182.5606 | 0 | 0 | 43.3 | 153.0111 | 0
8105 | 2.1 | 178.2 | 238.8 | 332.7595 | 61.7 | 0 | 166.3797 | 0 | 0 | 43.2 | 143.2505 | 0
8106 | 0.7 | 186.7 | 739.9 | 242.3262 | 42 | 0 | 121.1631 | 0 | 37.6 | 43 | 199.4538 | 0
8107 | 0 | 145.5 | 685.8 | 166.3357 | 0.9 | 0 | 83.1679 | 0 | 75.1 | 42.9 | 305.8605 | 0
8108 | 0 | 120.8 | 610.4 | 102.0203 | 0 | 0 | 51.0101 | 0 | 75.1 | 42.9 | 237.3497 | 0
8109 | 0 | 139.1 | 667.1 | 56.692 | 0.4 | 0 | 28.346 | 0 | 75.1 | 42.9 | 253.7394 | 0
8110 | 0 | 153.1 | 703.3 | 42.5263 | 2.3 | 0 | 21.2632 | 0 | 93.9 | 42.9 | 218.2227 | 0
8111 | 0 | 50.1 | 217.8 | 41.67 | 4.1 | 0 | 20.835 | 0 | 0 | 0 | 191.8108 | 0
8112 | 0 | 78.8 | 309.2 | 42.0366 | 6.5 | 0 | 21.0183 | 0 | 0 | 0 | 151.6713 | 0
8113 | 0 | 95.6 | 343.2 | 42.4445 | 12.1 | 0 | 21.2223 | 0 | 0 | 0 | 109.4502 | 0
8114 | 0 | 110.4 | 374.2 | 42.1863 | 18.7 | 0 | 21.0932 | 0 | 0 | 0 | 97.0744 | 0
8115 | 0 | 123.3 | 402.5 | 41.5436 | 25 | 0 | 20.7718 | 0 | 0 | 0 | 91.2194 | 0
8116 | 0 | 133.9 | 427.1 | 38.9535 | 29.5 | 0 | 19.4768 | 0 | 0 | 0 | 91.4564 | 0
8117 | 0 | 143.3 | 450.1 | 39.4259 | 32.9 | 0 | 19.7129 | 0 | 0 | 0 | 98.5158 | 0
8118 | 0 | 151.4 | 465.8 | 39.3007 | 36.9 | 0 | 19.6503 | 0 | 0 | 0 | 121.0979 | 0
8119 | 0 | 323.2 | 1020.7 | 55.9996 | 53.4 | 0 | 27.9998 | 0 | 56.3 | 42.9 | 149.081 | 0
8120 | 0.7 | 378.2 | 990.8 | 92.1657 | 113.4 | 0 | 46.0828 | 0 | 37.6 | 43 | 181.9251 | 0
8121 | 2.1 | 368.4 | 424.1 | 185.7279 | 130 | 0 | 92.8639 | 0 | 0 | 43.2 | 178.9256 | 0
8122 | 3.5 | 336.9 | 439.8 | 281.9306 | 163.6 | 0 | 140.9653 | 0 | 0 | 43.4 | 233.693 | 0
8123 | 3.5 | 288.6 | 398.5 | 272.1033 | 151.2 | 0 | 136.0516 | 0 | 0 | 43.4 | 193.8691 | 0
8124 | 2.8 | 245.1 | 363.9 | 257.0894 | 111.5 | 0 | 128.5447 | 0 | 0 | 43.3 | 150.7859 | 0
8125 | 1.4 | 212.4 | 829.5 | 237.4016 | 68 | 0 | 118.7008 | 0 | 75.1 | 43.1 | 207.2299 | 0
8126 | 2.1 | 193.7 | 736.4 | 226.3714 | 67.1 | 0 | 113.1857 | 0 | 37.6 | 43.2 | 138.6179 | 0
8127 | 3.5 | 196.9 | 224.1 | 232.308 | 94.9 | 0 | 116.154 | 0 | 0 | 43.4 | 165.5493 | 0
8128 | 2.8 | 207.3 | 300.1 | 323.9071 | 100.8 | 0 | 161.9536 | 0 | 0 | 43.3 | 136.9448 | 0
8129 | 2.1 | 219.5 | 339.6 | 328.2237 | 89.1 | 0 | 164.1119 | 0 | 0 | 43.2 | 162.6885 | 0
8130 | 0.7 | 226.5 | 857.1 | 292.9434 | 56.3 | 0 | 146.4717 | 0 | 37.6 | 43 | 257.3153 | 0
8131 | 0 | 175.2 | 798.5 | 207.5408 | 5 | 0 | 103.7704 | 0 | 75.1 | 42.9 | 209.3173 | 0
8132 | 0 | 142.7 | 710.6 | 107.4675 | 2.9 | 0 | 53.7337 | 0 | 75.1 | 42.9 | 341.811 | 0
8133 | 0 | 157.6 | 756.6 | 58.2549 | 5.7 | 0 | 29.1274 | 0 | 75.1 | 42.9 | 253.1621 | 0
8134 | 0 | 168.5 | 785 | 42.2759 | 10.7 | 0 | 21.138 | 0 | 93.9 | 42.9 | 207.0444 | 0
8135 | 0 | 57.7 | 271.6 | 40.2596 | 16.8 | 0 | 20.1298 | 0 | 0 | 0 | 280.0864 | 0
8136 | 0 | 83.8 | 356.6 | 40.3767 | 23.1 | 0 | 20.1884 | 0 | 0 | 0 | 157.8344 | 0
8137 | 0 | 98.4 | 383.2 | 41.0412 | 28.3 | 0 | 20.5206 | 0 | 0 | 0 | 112.8456 | 0
8138 | 0 | 123.5 | 439.2 | 41.5067 | 33.7 | 0 | 20.7533 | 0 | 0 | 0 | 104.8636 | 0
8139 | 0 | 134 | 460.2 | 43.8373 | 39.1 | 0 | 21.9186 | 0 | 0 | 0 | 92.6516 | 0
8140 | 0 | 134.1 | 456.4 | 41.511 | 43.4 | 0 | 20.7555 | 0 | 0 | 0 | 78.4066 | 0
8141 | 0 | 137.5 | 461.8 | 42.7541 | 47 | 0 | 21.3771 | 0 | 0 | 0 | 77.5643 | 0
8142 | 0 | 143.2 | 469 | 41.9111 | 50.4 | 0 | 20.9556 | 0 | 0 | 0 | 89.1886 | 0
8143 | 0 | 312.1 | 1025.1 | 55.8415 | 65.2 | 0 | 27.9208 | 0 | 56.3 | 42.9 | 158.8409 | 0
8144 | 0.7 | 363.3 | 995.4 | 88.2225 | 129 | 0 | 44.1113 | 0 | 37.6 | 43 | 116.8963 | 0
8145 | 2.1 | 361.9 | 428.9 | 170.9198 | 146.5 | 0 | 85.4599 | 0 | 0 | 43.2 | 160.1507 | 0
8146 | 3.5 | 371 | 489.3 | 277.8254 | 180.8 | 0 | 138.9127 | 0 | 0 | 43.4 | 101.7416 | 0
8147 | 3.5 | 363.4 | 495.4 | 329.967 | 162.9 | 0 | 164.9835 | 0 | 0 | 43.4 | 119.886 | 0
8148 | 2.8 | 349.2 | 502.1 | 336.9955 | 117.4 | 0 | 168.4977 | 0 | 0 | 43.3 | 136.7122 | 0
8149 | 1.4 | 332.3 | 1068.7 | 292.4971 | 68.9 | 0 | 146.2486 | 0 | 75.1 | 43.1 | 135.5507 | 0
8150 | 2.1 | 328.9 | 995.8 | 252.9473 | 65.9 | 0 | 126.4736 | 0 | 37.6 | 43.2 | 124.4693 | 0
8151 | 3.5 | 341.3 | 423.9 | 271.1704 | 89.2 | 0 | 135.5852 | 0 | 0 | 43.4 | 89.1899 | 0
8152 | 2.8 | 335 | 490.7 | 287.6276 | 94 | 0 | 143.8138 | 0 | 0 | 43.3 | 119.3489 | 0
8153 | 2.1 | 321.8 | 507.1 | 260.6851 | 88 | 0 | 130.3426 | 0 | 0 | 43.2 | 229.413 | 0
8154 | 0.7 | 317.7 | 1082.1 | 189.4643 | 56.6 | 0 | 94.7322 | 0 | 37.6 | 43 | 165.2523 | 0
8155 | 0 | 249.8 | 1037.4 | 112.473 | 4.4 | 0 | 56.2365 | 0 | 75.1 | 42.9 | 261.8839 | 0
8156 | 0 | 212.6 | 936.4 | 68.2012 | 2.1 | 0 | 34.1006 | 0 | 75.1 | 42.9 | 229.272 | 0
8157 | 0 | 222.7 | 971.6 | 46.4121 | 4.3 | 0 | 23.2061 | 0 | 75.1 | 42.9 | 340.1476 | 0
8158 | 0 | 229.8 | 995.7 | 42.177 | 6.1 | 0 | 21.0885 | 0 | 93.9 | 42.9 | 302.2024 | 0
8159 | 0 | 124.4 | 432 | 41.6734 | 9.9 | 0 | 20.8367 | 0 | 0 | 0 | 226.5214 | 0
8160 | 0 | 150.6 | 518.7 | 41.1872 | 15.3 | 0 | 20.5936 | 0 | 0 | 0 | 147.3947 | 0
8161 | 0 | 157.6 | 532.7 | 42.0698 | 20 | 0 | 21.0349 | 0 | 0 | 0 | 99.1134 | 0
8162 | 0 | 166.4 | 551.5 | 40.0578 | 24.4 | 0 | 20.0289 | 0 | 0 | 0 | 82.2026 | 0
8163 | 0 | 176.9 | 576.1 | 42.39 | 28.6 | 0 | 21.195 | 0 | 0 | 0 | 76.6148 | 0
8164 | 0 | 185.2 | 597.9 | 41.3372 | 32.1 | 0 | 20.6686 | 0 | 0 | 0 | 75.5573 | 0
8165 | 0 | 192.1 | 617.7 | 40.1616 | 35.9 | 0 | 20.0808 | 0 | 0 | 0 | 84.2069 | 0
8166 | 0 | 199.2 | 635 | 42.7083 | 39 | 0 | 21.3541 | 0 | 0 | 0 | 114.1629 | 0
8167 | 0 | 379.7 | 1262.1 | 67.9713 | 54 | 0 | 33.9856 | 0 | 56.3 | 42.9 | 124.6777 | 0
8168 | 0.7 | 443.3 | 1214.1 | 113.8237 | 114 | 0 | 56.9118 | 0 | 37.6 | 43 | 121.106 | 0
8169 | 2.1 | 436.6 | 587 | 191.6446 | 130.9 | 0 | 95.8223 | 0 | 0 | 43.2 | 117.6043 | 0
8170 | 3.5 | 424.9 | 615.4 | 296.5134 | 178.3 | 0 | 148.2567 | 0 | 0 | 43.4 | 124.0094 | 0
8171 | 3.5 | 386.8 | 584.8 | 326.6084 | 185.1 | 0 | 163.3042 | 0 | 0 | 43.4 | 234.3867 | 0
8172 | 2.8 | 345.9 | 557.8 | 309.2456 | 150.7 | 0 | 154.6228 | 0 | 0 | 43.3 | 194.6298 | 0
8173 | 1.4 | 309.9 | 1111.7 | 279.4608 | 98.8 | 0 | 139.7304 | 0 | 75.1 | 43.1 | 191.6735 | 0
8174 | 2.1 | 295 | 1009.7 | 219.4158 | 84.8 | 0 | 109.7079 | 0 | 37.6 | 43.2 | 240.9238 | 0
8175 | 3.5 | 303.1 | 418.7 | 224.9597 | 97.4 | 0 | 112.4799 | 0 | 0 | 43.4 | 97.9164 | 0
8176 | 2.8 | 303.1 | 489.4 | 306.9826 | 93.8 | 0 | 153.4913 | 0 | 0 | 43.3 | 141.5422 | 0
8177 | 2.1 | 307 | 523.7 | 279.0105 | 84.9 | 0 | 139.5053 | 0 | 0 | 43.2 | 154.7647 | 0
8178 | 0.7 | 308.3 | 1108.8 | 203.4607 | 54.6 | 0 | 101.7304 | 0 | 37.6 | 43 | 225.5085 | 0
8179 | 0 | 241.9 | 1054.2 | 117.7904 | 3.8 | 0 | 58.8952 | 0 | 75.1 | 42.9 | 196.0336 | 0
8180 | 0 | 209 | 953.9 | 71.7114 | 1.4 | 0 | 35.8557 | 0 | 75.1 | 42.9 | 259.2481 | 0
8181 | 0 | 221.7 | 993 | 56.5695 | 3.3 | 0 | 28.2848 | 0 | 75.1 | 42.9 | 312.7132 | 0
8182 | 0 | 229.2 | 1017.2 | 43.0631 | 4.7 | 0 | 21.5316 | 0 | 93.9 | 42.9 | 238.8621 | 0
8183 | 0 | 121.6 | 443.4 | 41.5857 | 7 | 0 | 20.7929 | 0 | 0 | 0 | 208.8759 | 0
8184 | 0 | 146.5 | 529.4 | 40.156 | 10.9 | 0 | 20.078 | 0 | 0 | 0 | 263.1486 | 0
8185 | 0 | 157.2 | 550.6 | 43.0476 | 15.2 | 0 | 21.5238 | 0 | 0 | 0 | 104.2602 | 0
8186 | 0 | 165.9 | 567 | 42.2471 | 19 | 0 | 21.1235 | 0 | 0 | 0 | 80.8966 | 0
8187 | 0 | 173.4 | 582.7 | 40.3677 | 21.9 | 0 | 20.1839 | 0 | 0 | 0 | 76.9714 | 0
8188 | 0 | 180.4 | 599.3 | 41.128 | 24.7 | 0 | 20.564 | 0 | 0 | 0 | 75.9116 | 0
8189 | 0 | 185.8 | 614.1 | 41.428 | 27 | 0 | 20.714 | 0 | 0 | 0 | 76.1494 | 0
8190 | 0 | 190.1 | 622.8 | 41.1593 | 28.9 | 0 | 20.5796 | 0 | 0 | 0 | 108.7306 | 0
8191 | 0 | 367.7 | 1245.6 | 44.8256 | 42.8 | 0 | 22.4128 | 0 | 56.3 | 42.9 | 200.6973 | 0
8192 | 0 | 397.9 | 1194.2 | 55.0893 | 43.6 | 0 | 27.5447 | 0 | 37.6 | 42.9 | 186.8816 | 0
8193 | 0 | 384.2 | 562.5 | 59.1038 | 43.9 | 0 | 29.5519 | 0 | 0 | 42.9 | 193.3784 | 0
8194 | 0 | 358.8 | 580.6 | 54.0784 | 43.1 | 0 | 27.0392 | 0 | 0 | 42.9 | 214.1536 | 0
8195 | 0 | 309.4 | 534.9 | 54.0359 | 42 | 0 | 27.018 | 0 | 0 | 42.9 | 206.3899 | 0
8196 | 0 | 259.8 | 486.9 | 51.4846 | 41 | 0 | 25.7423 | 0 | 0 | 42.9 | 133.2428 | 0
8197 | 0 | 226.2 | 997.8 | 51.5782 | 40.6 | 0 | 25.7891 | 0 | 75.1 | 42.9 | 165.0927 | 0
8198 | 0 | 202.7 | 888.9 | 50.3249 | 41.5 | 0 | 25.1625 | 0 | 37.6 | 42.9 | 121.6341 | 0
8199 | 0 | 200.4 | 316.4 | 55.1281 | 43.4 | 0 | 27.564 | 0 | 0 | 42.9 | 109.8107 | 0
8200 | 0 | 205.3 | 382.8 | 54.1788 | 44.1 | 0 | 27.0894 | 0 | 0 | 42.9 | 115.3818 | 0
8201 | 0 | 223 | 416.3 | 56.9297 | 45.3 | 0 | 28.4648 | 0 | 0 | 42.9 | 181.5986 | 0
8202 | 0 | 236.3 | 978.6 | 56.9455 | 46.4 | 0 | 28.4727 | 0 | 37.6 | 42.9 | 184.0958 | 0
8203 | 0 | 207 | 925.3 | 55.9633 | 45.5 | 0 | 27.9817 | 0 | 75.1 | 42.9 | 310.6062 | 0
8204 | 0 | 173.5 | 830.5 | 41.0688 | 34.7 | 0 | 20.5344 | 0 | 75.1 | 42.9 | 227.5847 | 0
8205 | 0 | 189.1 | 875.8 | 40.5118 | 38.4 | 0 | 20.2559 | 0 | 75.1 | 42.9 | 263.2564 | 0
8206 | 0 | 198.8 | 902.3 | 41.203 | 40.3 | 0 | 20.6015 | 0 | 93.9 | 42.9 | 205.0222 | 0
8207 | 0 | 93.6 | 357.3 | 42.6143 | 42.3 | 0 | 21.3072 | 0 | 0 | 0 | 208.7477 | 0
8208 | 0 | 120.7 | 447.6 | 41.7785 | 43.6 | 0 | 20.8892 | 0 | 0 | 0 | 134.4906 | 0
8209 | 0 | 135.6 | 479.3 | 41.8278 | 46 | 0 | 20.9139 | 0 | 0 | 0 | 121.3167 | 0
8210 | 0 | 150.9 | 513 | 44.102 | 49.4 | 0 | 22.051 | 0 | 0 | 0 | 83.0301 | 0
8211 | 0 | 165.6 | 546.5 | 42.0881 | 53.6 | 0 | 21.044 | 0 | 0 | 0 | 76.8538 | 0
8212 | 0 | 177.6 | 573.6 | 41.4689 | 56.6 | 0 | 20.7344 | 0 | 0 | 0 | 75.2058 | 0
8213 | 0 | 187.2 | 596.8 | 41.0452 | 59.4 | 0 | 20.5226 | 0 | 0 | 0 | 77.8056 | 0
8214 | 0 | 196.7 | 617.1 | 44.2817 | 61.9 | 0 | 22.1409 | 0 | 0 | 0 | 91.3376 | 0
8215 | 0 | 380.4 | 1235.5 | 50.2986 | 79.9 | 0 | 25.1493 | 0 | 56.3 | 42.9 | 116.5547 | 0
8216 | 0 | 387.7 | 1196.9 | 72.4156 | 83 | 0 | 36.2078 | 0 | 37.6 | 42.9 | 161.7394 | 0
8217 | 0 | 366.9 | 581.6 | 76.0621 | 81 | 0 | 38.0311 | 0 | 0 | 42.9 | 136.7795 | 0
8218 | 0 | 330.9 | 605.8 | 74.9963 | 69.1 | 0 | 37.4981 | 0 | 0 | 42.9 | 103.7772 | 0
8219 | 0 | 294.4 | 569.8 | 73.6537 | 53.5 | 0 | 36.8269 | 0 | 0 | 42.9 | 125.2175 | 0
8220 | 0 | 261.2 | 533.2 | 68.2335 | 40.8 | 0 | 34.1167 | 0 | 0 | 42.9 | 132.8528 | 0
8221 | 0 | 256.4 | 1078.6 | 65.4116 | 32.3 | 0 | 32.7058 | 0 | 75.1 | 42.9 | 132.1575 | 0
8222 | 0 | 244 | 992.2 | 64.4282 | 25.7 | 0 | 32.2141 | 0 | 37.6 | 42.9 | 110.5349 | 0
8223 | 0 | 244.6 | 421.7 | 66.3811 | 25.3 | 0 | 33.1905 | 0 | 0 | 42.9 | 79.5956 | 0
8224 | 0 | 252.4 | 495.6 | 77.304 | 31.4 | 0 | 38.652 | 0 | 0 | 42.9 | 156.333 | 0
8225 | 0 | 270.4 | 529.5 | 75.5817 | 42.1 | 0 | 37.7909 | 0 | 0 | 42.9 | 150.2949 | 0
8226 | 0 | 291.1 | 1103.8 | 76.575 | 46.3 | 0 | 38.2875 | 0 | 37.6 | 42.9 | 230.4314 | 0
8227 | 0 | 273.8 | 1059 | 65.7088 | 46 | 0 | 32.8544 | 0 | 75.1 | 42.9 | 269.1674 | 0
8228 | 0 | 231.4 | 960.9 | 56.1704 | 34.9 | 0 | 28.0852 | 0 | 75.1 | 42.9 | 281.2407 | 0
8229 | 0 | 243.1 | 1002 | 47.6165 | 39.9 | 0 | 23.8082 | 0 | 75.1 | 42.9 | 241.2865 | 0
8230 | 0 | 250.1 | 1029.1 | 44.2873 | 42.7 | 0 | 22.1437 | 0 | 93.9 | 42.9 | 177.7471 | 0
8231 | 0 | 140 | 457.6 | 43.259 | 45.4 | 0 | 21.6295 | 0 | 0 | 0 | 184.9638 | 0
8232 | 0 | 166.1 | 546.1 | 40.9327 | 48.1 | 0 | 20.4664 | 0 | 0 | 0 | 119.0007 | 0
8233 | 0 | 174.2 | 564.6 | 40.7529 | 49 | 0 | 20.3765 | 0 | 0 | 0 | 102.9417 | 0
8234 | 0 | 178.9 | 574 | 41.1717 | 49.8 | 0 | 20.5858 | 0 | 0 | 0 | 83.5009 | 0
8235 | 0 | 182.9 | 582.3 | 42.2037 | 50.5 | 0 | 21.1018 | 0 | 0 | 0 | 76.851 | 0
8236 | 0 | 186.7 | 592.8 | 41.5491 | 51.5 | 0 | 20.7746 | 0 | 0 | 0 | 76.6166 | 0
8237 | 0 | 189.8 | 603.6 | 40.5403 | 52.3 | 0 | 20.2702 | 0 | 0 | 0 | 78.1654 | 0
8238 | 0 | 192.8 | 611.5 | 43.7626 | 53.2 | 0 | 21.8813 | 0 | 0 | 0 | 98.3914 | 0
8239 | 0 | 372.1 | 1228.2 | 54.3598 | 68.6 | 0 | 27.1799 | 0 | 56.3 | 42.9 | 114.166 | 0
8240 | 0.7 | 428.6 | 1173.5 | 84.1486 | 135.1 | 0 | 42.0743 | 0 | 37.6 | 43 | 108.1213 | 0
8241 | 2.1 | 421.7 | 552.3 | 164.3414 | 146.3 | 0 | 82.1707 | 0 | 0 | 43.2 | 146.8348 | 0
8242 | 3.5 | 425.5 | 600.6 | 327.8112 | 184.3 | 0 | 163.9056 | 0 | 0 | 43.4 | 115.5678 | 0
8243 | 3.5 | 405.2 | 592 | 392.192 | 175.9 | 0 | 196.096 | 0 | 0 | 43.4 | 170.8439 | 0
8244 | 2.8 | 379.4 | 585.4 | 352.7194 | 143.5 | 0 | 176.3597 | 0 | 0 | 43.3 | 140.5761 | 0
8245 | 1.4 | 353 | 1169.1 | 335.2184 | 101.3 | 0 | 167.6092 | 0 | 75.1 | 43.1 | 132.9939 | 0
8246 | 2.1 | 343.3 | 1078.7 | 311.3785 | 103 | 0 | 155.6893 | 0 | 37.6 | 43.2 | 133.5691 | 0
8247 | 3.5 | 353.6 | 472.5 | 263.2689 | 128.2 | 0 | 131.6345 | 0 | 0 | 43.4 | 213.9599 | 0
8248 | 2.8 | 347.5 | 538.7 | 319.169 | 127.8 | 0 | 159.5845 | 0 | 0 | 43.3 | 267.574 | 0
8249 | 2.1 | 336.4 | 560.2 | 294.3786 | 110.9 | 0 | 147.1893 | 0 | 0 | 43.2 | 123.92 | 0
8250 | 0.7 | 332.3 | 1159 | 161.5003 | 72.2 | 0 | 80.7502 | 0 | 37.6 | 43 | 158.5768 | 0
8251 | 0 | 260.2 | 1098.5 | 87.4762 | 20.7 | 0 | 43.7381 | 0 | 75.1 | 42.9 | 245.4168 | 0
8252 | 0 | 220.2 | 989.8 | 58.54 | 15.4 | 0 | 29.27 | 0 | 75.1 | 42.9 | 271.5289 | 0
8253 | 0 | 235.2 | 1033.7 | 42.35 | 21 | 0 | 21.175 | 0 | 75.1 | 42.9 | 237.5917 | 0
8254 | 0 | 241.1 | 1050.3 | 42.8868 | 24.9 | 0 | 21.4434 | 0 | 93.9 | 42.9 | 227.5562 | 0
8255 | 0 | 126.5 | 448.9 | 42.2502 | 28.1 | 0 | 21.1251 | 0 | 0 | 0 | 205.867 | 0
8256 | 0 | 152.5 | 529.2 | 40.7697 | 31.2 | 0 | 20.3848 | 0 | 0 | 0 | 127.1862 | 0
8257 | 0 | 170.6 | 570.6 | 40.4009 | 35.3 | 0 | 20.2004 | 0 | 0 | 0 | 106.3046 | 0
8258 | 0 | 178.6 | 588.8 | 41.9945 | 40.2 | 0 | 20.9972 | 0 | 0 | 0 | 96.1083 | 0
8259 | 0 | 183 | 599.8 | 40.9854 | 44.3 | 0 | 20.4927 | 0 | 0 | 0 | 89.908 | 0
8260 | 0 | 190.3 | 620.5 | 43.2057 | 47.3 | 0 | 21.6028 | 0 | 0 | 0 | 85.5115 | 0
8261 | 0 | 198.9 | 646.2 | 42.8852 | 50.1 | 0 | 21.4426 | 0 | 0 | 0 | 90.5031 | 0
8262 | 0 | 205.1 | 661.6 | 41.4627 | 53.2 | 0 | 20.7313 | 0 | 0 | 0 | 84.9257 | 0
8263 | 0 | 386.6 | 1290.8 | 61.7084 | 70.1 | 0 | 30.8542 | 0 | 56.3 | 42.9 | 139.6028 | 0
8264 | 0.7 | 447.7 | 1234.2 | 93.5591 | 140.3 | 0 | 46.7795 | 0 | 37.6 | 43 | 151.2725 | 0
8265 | 2.1 | 444.7 | 604 | 166.4284 | 158.5 | 0 | 83.2142 | 0 | 0 | 43.2 | 109.0862 | 0
8266 | 3.5 | 459.9 | 667 | 293.707 | 202.7 | 0 | 146.8535 | 0 | 0 | 43.4 | 120.1321 | 0
8267 | 3.5 | 453.7 | 676.5 | 295.967 | 194.3 | 0 | 147.9835 | 0 | 0 | 43.4 | 87.8808 | 0
8268 | 2.8 | 436.8 | 685.7 | 243.9595 | 152.1 | 0 | 121.9798 | 0 | 0 | 43.3 | 110.4178 | 0
8269 | 1.4 | 414.5 | 1314.8 | 226.6553 | 101.7 | 0 | 113.3277 | 0 | 75.1 | 43.1 | 187.8061 | 0
8270 | 2.1 | 410.3 | 1221.5 | 219.9384 | 101 | 0 | 109.9692 | 0 | 37.6 | 43.2 | 153.4919 | 0
8271 | 3.5 | 428.4 | 593 | 241.049 | 128.3 | 0 | 120.5245 | 0 | 0 | 43.4 | 378.8985 | 0
8272 | 2.8 | 418.7 | 661.4 | 338.7413 | 127.8 | 0 | 169.3706 | 0 | 0 | 43.3 | 210.9059 | 0
8273 | 2.1 | 398.8 | 678.9 | 335.4332 | 114.7 | 0 | 167.7166 | 0 | 0 | 43.2 | 129.5907 | 0
8274 | 0.7 | 388.6 | 1297.7 | 287.1513 | 73.5 | 0 | 143.5756 | 0 | 37.6 | 43 | 146.4572 | 0
8275 | 0 | 310.2 | 1244 | 178.5284 | 18.2 | 0 | 89.2642 | 0 | 75.1 | 42.9 | 218.4408 | 0
8276 | 0 | 267.9 | 1133.6 | 104.9714 | 11.5 | 0 | 52.4857 | 0 | 75.1 | 42.9 | 245.2325 | 0
8277 | 0 | 280.5 | 1170.5 | 58.734 | 19.2 | 0 | 29.367 | 0 | 75.1 | 42.9 | 189.5095 | 0
8278 | 0 | 286.8 | 1192 | 41.9322 | 25.2 | 0 | 20.9661 | 0 | 93.9 | 42.9 | 278.6544 | 0
8279 | 0 | 169.8 | 567.3 | 39.7265 | 30.8 | 0 | 19.8632 | 0 | 0 | 0 | 198.3491 | 0
8280 | 0 | 196.2 | 647.8 | 42.2682 | 35.4 | 0 | 21.1341 | 0 | 0 | 0 | 123.2709 | 0
8281 | 0 | 203.8 | 665.9 | 44.4522 | 38.4 | 0 | 22.2261 | 0 | 0 | 0 | 127.072 | 0
8282 | 0 | 208.8 | 679.9 | 41.683 | 40.9 | 0 | 20.8415 | 0 | 0 | 0 | 88.2424 | 0
8283 | 0 | 212.2 | 692.2 | 40.7489 | 42.9 | 0 | 20.3745 | 0 | 0 | 0 | 79.9507 | 0
8284 | 0 | 214.9 | 704.1 | 42.027 | 44.4 | 0 | 21.0135 | 0 | 0 | 0 | 78.5246 | 0
8285 | 0 | 217.4 | 715.3 | 42.8477 | 45.9 | 0 | 21.4239 | 0 | 0 | 0 | 78.1659 | 0
8286 | 0 | 219.8 | 720.8 | 38.7865 | 46.6 | 0 | 19.3932 | 0 | 0 | 0 | 122.4583 | 0
8287 | 0 | 410.4 | 1368.5 | 60.8719 | 59.7 | 0 | 30.4359 | 0 | 56.3 | 42.9 | 133.5085 | 0
8288 | 0.7 | 467.9 | 1304.8 | 105.8113 | 122.4 | 0 | 52.9056 | 0 | 37.6 | 43 | 152.2831 | 0
8289 | 2.1 | 460.5 | 652.2 | 177.1189 | 135.8 | 0 | 88.5594 | 0 | 0 | 43.2 | 231.3657 | 0
8290 | 3.5 | 471.8 | 710.3 | 259.1587 | 167.4 | 0 | 129.5794 | 0 | 0 | 43.4 | 304.4873 | 0
8291 | 3.5 | 464.5 | 718.4 | 327.4703 | 150.9 | 0 | 163.7352 | 0 | 0 | 43.4 | 158.1961 | 0
8292 | 2.8 | 441.7 | 718.8 | 314.6814 | 110.5 | 0 | 157.3407 | 0 | 0 | 43.3 | 270.9127 | 0
8293 | 1.4 | 409.1 | 1338.9 | 270.2499 | 68.4 | 0 | 135.125 | 0 | 75.1 | 43.1 | 379.4001 | 0
8294 | 2.1 | 352.8 | 1159.3 | 227.3774 | 64.6 | 0 | 113.6887 | 0 | 37.6 | 43.2 | 391.8464 | 0
8295 | 3.5 | 327 | 485.7 | 229.9458 | 84.7 | 0 | 114.9729 | 0 | 0 | 43.4 | 220.1484 | 0
8296 | 2.8 | 310.3 | 535.6 | 248.1292 | 88.9 | 0 | 124.0646 | 0 | 0 | 43.3 | 129.9325 | 0
8297 | 2.1 | 309.5 | 560.8 | 230.2644 | 82.2 | 0 | 115.1322 | 0 | 0 | 43.2 | 224.9318 | 0
8298 | 0.7 | 309.8 | 1158.2 | 167.479 | 53.9 | 0 | 83.7395 | 0 | 37.6 | 43 | 168.2025 | 0
8299 | 0 | 242.6 | 1090.4 | 106.5055 | 5.1 | 0 | 53.2527 | 0 | 75.1 | 42.9 | 179.6911 | 0
8300 | 0 | 206 | 978.2 | 65.3444 | 2.4 | 0 | 32.6722 | 0 | 75.1 | 42.9 | 216.6866 | 0
8301 | 0 | 216.5 | 1007.3 | 46.8848 | 4.3 | 0 | 23.4424 | 0 | 75.1 | 42.9 | 380.2938 | 0
8302 | 0 | 222.3 | 1021.6 | 44.6632 | 6 | 0 | 22.3316 | 0 | 93.9 | 42.9 | 439.6121 | 0
8303 | 0 | 111.2 | 430.6 | 41.1335 | 9.9 | 0 | 20.5668 | 0 | 0 | 0 | 176.0402 | 0
8304 | 0 | 135.6 | 508.7 | 40.3457 | 13.9 | 0 | 20.1729 | 0 | 0 | 0 | 150.2993 | 0
8305 | 0 | 146.8 | 529.3 | 42.0301 | 18 | 0 | 21.0151 | 0 | 0 | 0 | 106.1809 | 0
8306 | 0 | 158.1 | 553.5 | 42.16 | 22.4 | 0 | 21.08 | 0 | 0 | 0 | 86.3459 | 0
8307 | 0 | 168.8 | 578.6 | 40.6184 | 26.7 | 0 | 20.3092 | 0 | 0 | 0 | 91.7 | 0
8308 | 0 | 177.3 | 600 | 42.6562 | 30.4 | 0 | 21.3281 | 0 | 0 | 0 | 85.0408 | 0
8309 | 0 | 184 | 618.5 | 40.4148 | 32.9 | 0 | 20.2074 | 0 | 0 | 0 | 100.5494 | 0
8310 | 0 | 189.8 | 631.9 | 43.0513 | 35.6 | 0 | 21.5257 | 0 | 0 | 0 | 127.606 | 0
8311 | 0 | 373.2 | 1272.6 | 50.7408 | 49.7 | 0 | 25.3704 | 0 | 56.3 | 42.9 | 126.948 | 0
8312 | 0.7 | 441.8 | 1235.9 | 83.8892 | 108.4 | 0 | 41.9446 | 0 | 37.6 | 43 | 203.7094 | 0
8313 | 2.1 | 435.1 | 597.9 | 143.3438 | 123.4 | 0 | 71.6719 | 0 | 0 | 43.2 | 180.9699 | 0
8314 | 3.5 | 443.1 | 648.7 | 205.5146 | 164.1 | 0 | 102.7573 | 0 | 0 | 43.4 | 118.0967 | 0
8315 | 3.5 | 435.6 | 657.7 | 263.5221 | 168.2 | 0 | 131.7611 | 0 | 0 | 43.4 | 100.7845 | 0
8316 | 2.8 | 417.1 | 663.6 | 239.3005 | 143.6 | 0 | 119.6502 | 0 | 0 | 43.3 | 93.3667 | 0
8317 | 1.4 | 394 | 1281.4 | 213.5168 | 104.2 | 0 | 106.7584 | 0 | 75.1 | 43.1 | 121.9029 | 0
8318 | 2.1 | 388 | 1187.2 | 186.0524 | 110 | 0 | 93.0262 | 0 | 37.6 | 43.2 | 90.8593 | 0
8319 | 3.5 | 403.2 | 562.2 | 167.6427 | 143.5 | 0 | 83.8213 | 0 | 0 | 43.4 | 113.2056 | 0
8320 | 2.8 | 395.5 | 631.5 | 208.0745 | 142.7 | 0 | 104.0373 | 0 | 0 | 43.3 | 149.8991 | 0
8321 | 2.1 | 379.8 | 651.9 | 208.0525 | 119 | 0 | 104.0263 | 0 | 0 | 43.2 | 142.1225 | 0
8322 | 0.7 | 374.8 | 1275 | 135.4089 | 74.5 | 0 | 67.7044 | 0 | 37.6 | 43 | 216.3967 | 0
8323 | 0 | 298.1 | 1220.8 | 88.6983 | 21.6 | 0 | 44.3491 | 0 | 75.1 | 42.9 | 175.4329 | 0
8324 | 0 | 255.8 | 1108.1 | 55.6568 | 15.3 | 0 | 27.8284 | 0 | 75.1 | 42.9 | 165.1778 | 0
8325 | 0 | 267.4 | 1142.2 | 45.5344 | 20 | 0 | 22.7672 | 0 | 75.1 | 42.9 | 175.0635 | 0
8326 | 0 | 274.9 | 1166 | 41.3551 | 24.5 | 0 | 20.6776 | 0 | 93.9 | 42.9 | 176.7706 | 0
8327 | 0 | 161 | 550.9 | 44.4227 | 28 | 0 | 22.2114 | 0 | 0 | 0 | 164.0526 | 0
8328 | 0 | 188.7 | 635 | 43.2543 | 30.5 | 0 | 21.6272 | 0 | 0 | 0 | 156.5722 | 0
8329 | 0 | 196.9 | 653.7 | 40.4576 | 32.2 | 0 | 20.2288 | 0 | 0 | 0 | 118.9337 | 0
8330 | 0 | 203 | 669.6 | 42.7293 | 33.3 | 0 | 21.3647 | 0 | 0 | 0 | 91.5766 | 0
8331 | 0 | 208.3 | 685.6 | 39.367 | 34.6 | 0 | 19.6835 | 0 | 0 | 0 | 78.0437 | 0
8332 | 0 | 212.6 | 701.2 | 40.4464 | 35.8 | 0 | 20.2232 | 0 | 0 | 0 | 79.833 | 0
8333 | 0 | 216.5 | 716.5 | 42.4389 | 37.7 | 0 | 21.2195 | 0 | 0 | 0 | 79.4809 | 0
8334 | 0 | 220.4 | 726.4 | 41.7298 | 37.5 | 0 | 20.8649 | 0 | 0 | 0 | 95.6296 | 0
8335 | 0 | 410.2 | 1377.1 | 57.1392 | 49 | 0 | 28.5696 | 0 | 56.3 | 42.9 | 121.4812 | 0
8336 | 0.7 | 468.7 | 1314.2 | 89.0878 | 108.9 | 0 | 44.5439 | 0 | 37.6 | 43 | 118.084 | 0
8337 | 2.1 | 453.1 | 651.7 | 165.4658 | 119.3 | 0 | 82.7329 | 0 | 0 | 43.2 | 120.1794 | 0
8338 | 3.5 | 404.1 | 637.5 | 302.7611 | 151.8 | 0 | 151.3806 | 0 | 0 | 43.4 | 217.0998 | 0
8339 | 3.5 | 307.4 | 546.5 | 383.4612 | 149.2 | 0 | 191.7306 | 0 | 0 | 43.4 | 173.8269 | 0
8340 | 2.8 | 216.2 | 453.8 | 393.7262 | 125.8 | 0 | 196.8631 | 0 | 0 | 43.3 | 133.9311 | 0
8341 | 1.4 | 146.1 | 902.9 | 376.6786 | 91.8 | 0 | 188.3393 | 0 | 75.1 | 43.1 | 178.6755 | 0
8342 | 2.1 | 105.1 | 753.7 | 378.6413 | 93.5 | 0 | 189.3207 | 0 | 37.6 | 43.2 | 163.7341 | 0
8343 | 3.5 | 92.6 | 196.9 | 358.726 | 117.4 | 0 | 179.363 | 0 | 0 | 43.4 | 113.4434 | 0
8344 | 2.8 | 108.2 | 264.3 | 351.7968 | 116.2 | 0 | 175.8984 | 0 | 0 | 43.3 | 132.2499 | 0
8345 | 2.1 | 144.8 | 316.2 | 322.727 | 98.9 | 0 | 161.3635 | 0 | 0 | 43.2 | 175.5045 | 0
8346 | 0.7 | 164.2 | 835.7 | 196.9926 | 62.6 | 0 | 98.4963 | 0 | 37.6 | 43 | 303.298 | 0
8347 | 0 | 113.9 | 765.1 | 95.4456 | 12.5 | 0 | 47.7228 | 0 | 75.1 | 42.9 | 243.8803 | 0
8348 | 0 | 79.4 | 668.1 | 63.3565 | 5.7 | 0 | 31.6783 | 0 | 75.1 | 42.9 | 239.6188 | 0
8349 | 0 | 97.3 | 706 | 54.6802 | 10.1 | 0 | 27.3401 | 0 | 75.1 | 42.9 | 280.6632 | 0
8350 | 0 | 109.8 | 720.8 | 41.7822 | 13 | 0 | 20.8911 | 0 | 93.9 | 42.9 | 225.1397 | 0
8351 | 0 | 9.4 | 209.1 | 41.3805 | 15.2 | 0 | 20.6903 | 0 | 0 | 0 | 173.7551 | 0
8352 | 0 | 23.4 | 283.6 | 41.4069 | 17.2 | 0 | 20.7034 | 0 | 0 | 0 | 119.0376 | 0
8353 | 0 | 40.4 | 306.8 | 40.2552 | 18.9 | 0 | 20.1276 | 0 | 0 | 0 | 91.8208 | 0
8354 | 0 | 57 | 331.4 | 41.6161 | 20.9 | 0 | 20.808 | 0 | 0 | 0 | 82.1989 | 0
8355 | 0 | 72 | 355.7 | 41.1589 | 22.4 | 0 | 20.5795 | 0 | 0 | 0 | 79.8365 | 0
8356 | 0 | 84.1 | 375 | 41.2181 | 23.4 | 0 | 20.6091 | 0 | 0 | 0 | 78.4037 | 0
8357 | 0 | 94.1 | 390.9 | 42.3782 | 24.2 | 0 | 21.1891 | 0 | 0 | 0 | 81.9623 | 0
8358 | 0 | 103.6 | 403.3 | 43.9368 | 25.2 | 0 | 21.9684 | 0 | 0 | 0 | 84.4469 | 0
8359 | 0 | 270.9 | 961.1 | 50.3723 | 37.6 | 0 | 25.1862 | 0 | 56.3 | 42.9 | 92.4103 | 0
8360 | 0 | 291.6 | 935 | 75.8188 | 37.8 | 0 | 37.9094 | 0 | 37.6 | 42.9 | 117.6916 | 0
8361 | 0 | 286.5 | 375.4 | 78.9664 | 38.1 | 0 | 39.4832 | 0 | 0 | 42.9 | 120.1459 | 0
8362 | 0 | 284.7 | 428.1 | 68.5167 | 37.1 | 0 | 34.2584 | 0 | 0 | 42.9 | 172.0387 | 0
8363 | 0 | 269 | 424 | 67.5476 | 35.2 | 0 | 33.7738 | 0 | 0 | 42.9 | 181.5232 | 0
8364 | 0 | 252.8 | 419.8 | 64.4682 | 33.1 | 0 | 32.2341 | 0 | 0 | 42.9 | 191.1736 | 0
8365 | 0 | 243.3 | 950.1 | 60.1008 | 31.4 | 0 | 30.0504 | 0 | 75.1 | 42.9 | 200.8697 | 0
8366 | 0 | 237.7 | 886 | 56.951 | 30.2 | 0 | 28.4755 | 0 | 37.6 | 42.9 | 171.1084 | 0
8367 | 0 | 241.4 | 332.7 | 58.4229 | 30.1 | 0 | 29.2114 | 0 | 0 | 42.9 | 186.4617 | 0
8368 | 0 | 238.2 | 392.8 | 69.2441 | 31.2 | 0 | 34.6221 | 0 | 0 | 42.9 | 190.6593 | 0
8369 | 0 | 240.2 | 410.1 | 79.4942 | 32.9 | 0 | 39.7471 | 0 | 0 | 42.9 | 223.8319 | 0
8370 | 0 | 245.7 | 960.3 | 80.3672 | 33.7 | 0 | 40.1836 | 0 | 37.6 | 42.9 | 133.2111 | 0
8371 | 0 | 210.4 | 902.8 | 75.3143 | 32.5 | 0 | 37.6571 | 0 | 75.1 | 42.9 | 147.7988 | 0
8372 | 0 | 169.9 | 801 | 57.2576 | 22 | 0 | 28.6288 | 0 | 75.1 | 42.9 | 247.3101 | 0
8373 | 0 | 181 | 838.2 | 43.9597 | 25.7 | 0 | 21.9799 | 0 | 75.1 | 42.9 | 259.5313 | 0
8374 | 0 | 187.1 | 855.8 | 42.3432 | 26.7 | 0 | 21.1716 | 0 | 93.9 | 42.9 | 188.238 | 0
8375 | 0 | 81.6 | 309.1 | 42.3506 | 28 | 0 | 21.1753 | 0 | 0 | 0 | 154.9275 | 0
8376 | 0 | 104.6 | 388.2 | 42.3078 | 29 | 0 | 21.1539 | 0 | 0 | 0 | 98.3981 | 0
8377 | 0 | 112.4 | 405 | 41.4168 | 29.6 | 0 | 20.7084 | 0 | 0 | 0 | 80.4222 | 0
8378 | 0 | 117.7 | 415 | 42.8229 | 30.4 | 0 | 21.4115 | 0 | 0 | 0 | 89.1893 | 0
8379 | 0 | 121.8 | 422.3 | 43.598 | 30.9 | 0 | 21.799 | 0 | 0 | 0 | 89.6671 | 0
8380 | 0 | 125.2 | 428.1 | 41.057 | 31.1 | 0 | 20.5285 | 0 | 0 | 0 | 87.7601 | 0
8381 | 0 | 128 | 434.3 | 42.7154 | 31.5 | 0 | 21.3577 | 0 | 0 | 0 | 80.6609 | 0
8382 | 0 | 130.3 | 436.4 | 42.8865 | 31.9 | 0 | 21.4432 | 0 | 0 | 0 | 131.152 | 0
8383 | 0 | 296 | 1019.7 | 47.9202 | 45.9 | 0 | 23.9601 | 0 | 56.3 | 42.9 | 101.5032 | 0
8384 | 0 | 289.6 | 972.8 | 59.4865 | 46.5 | 0 | 29.7433 | 0 | 37.6 | 42.9 | 118.5408 | 0
8385 | 0 | 265 | 378.4 | 61.007 | 44.3 | 0 | 30.5035 | 0 | 0 | 42.9 | 139.3736 | 0
8386 | 0 | 208.8 | 369.5 | 57.2046 | 31.6 | 0 | 28.6023 | 0 | 0 | 42.9 | 125.5003 | 0
8387 | 0 | 150 | 306.8 | 57.4748 | 16.3 | 0 | 28.7374 | 0 | 0 | 42.9 | 114.0415 | 0
8388 | 0 | 113.2 | 258.5 | 56.6994 | 9.2 | 0 | 28.3497 | 0 | 0 | 42.9 | 162.3133 | 0
8389 | 0 | 123.9 | 744.4 | 57.1305 | 14.3 | 0 | 28.5652 | 0 | 75.1 | 42.9 | 180.9616 | 0
8390 | 0 | 139.6 | 727.9 | 57.592 | 18.3 | 0 | 28.796 | 0 | 37.6 | 42.9 | 150.6113 | 0
8391 | 0 | 142.5 | 216.2 | 56.5754 | 21.7 | 0 | 28.2877 | 0 | 0 | 42.9 | 148.4178 | 0
8392 | 0 | 138.6 | 265.4 | 60.2926 | 24.3 | 0 | 30.1463 | 0 | 0 | 42.9 | 127.038 | 0
8393 | 0 | 150.5 | 286.5 | 61.3609 | 26.5 | 0 | 30.6805 | 0 | 0 | 42.9 | 134.3166 | 0
8394 | 0 | 164.8 | 792.5 | 57.035 | 27.9 | 0 | 28.5175 | 0 | 37.6 | 42.9 | 186.4385 | 0
8395 | 0 | 160.5 | 736.4 | 57.2424 | 27.1 | 0 | 28.6212 | 0 | 75.1 | 42.9 | 205.1758 | 0
8396 | 0 | 124.4 | 643.7 | 50.0794 | 16.9 | 0 | 25.0397 | 0 | 75.1 | 42.9 | 202.2043 | 0
8397 | 0 | 137.2 | 685.2 | 42.8254 | 20.3 | 0 | 21.4127 | 0 | 75.1 | 42.9 | 161.3279 | 0
8398 | 0 | 144.4 | 702.5 | 42.7795 | 21.6 | 0 | 21.3898 | 0 | 93.9 | 42.9 | 183.1007 | 0
8399 | 0 | 43.5 | 197.3 | 41.4091 | 22.9 | 0 | 20.7045 | 0 | 0 | 0 | 181.9658 | 0
8400 | 0 | 65.9 | 274.2 | 42.2167 | 23.9 | 0 | 21.1084 | 0 | 0 | 0 | 130.7684 | 0
8401 | 0 | 81.2 | 307.6 | 41.7053 | 26.1 | 0 | 20.8527 | 0 | 0 | 0 | 123.7536 | 0
8402 | 0 | 99.1 | 349.5 | 42.2418 | 29.5 | 0 | 21.1209 | 0 | 0 | 0 | 116.6226 | 0
8403 | 0 | 117 | 392.9 | 41.9369 | 33.2 | 0 | 20.9684 | 0 | 0 | 0 | 86.2226 | 0
8404 | 0 | 131.4 | 427.6 | 41.4329 | 35.8 | 0 | 20.7165 | 0 | 0 | 0 | 75.5577 | 0
8405 | 0 | 142.6 | 454.7 | 40.3302 | 37.9 | 0 | 20.1651 | 0 | 0 | 0 | 78.5275 | 0
8406 | 0 | 153.7 | 477.8 | 42.4749 | 40.3 | 0 | 21.2374 | 0 | 0 | 0 | 96.1068 | 0
8407 | 0 | 329.5 | 1050.8 | 61.0402 | 56.2 | 0 | 30.5201 | 0 | 56.3 | 42.9 | 140.2039 | 0
8408 | 0.7 | 388.6 | 1033 | 112.3299 | 121.3 | 0 | 56.1649 | 0 | 37.6 | 43 | 117.8619 | 0
8409 | 2.1 | 386.5 | 461.8 | 177.1244 | 132.2 | 0 | 88.5622 | 0 | 0 | 43.2 | 100.4292 | 0
8410 | 3.5 | 368.8 | 494.3 | 309.8537 | 168.1 | 0 | 154.9268 | 0 | 0 | 43.4 | 90.0254 | 0
8411 | 3.5 | 324 | 461.7 | 363.2112 | 167.5 | 0 | 181.6056 | 0 | 0 | 43.4 | 108.1258 | 0
8412 | 2.8 | 275.9 | 428.2 | 306.0596 | 131.6 | 0 | 153.0298 | 0 | 0 | 43.3 | 158.7748 | 0
8413 | 1.4 | 235.7 | 908.8 | 264.7194 | 93.4 | 0 | 132.3597 | 0 | 75.1 | 43.1 | 169.7775 | 0
8414 | 2.1 | 224.8 | 823.6 | 258.5838 | 94.3 | 0 | 129.2919 | 0 | 37.6 | 43.2 | 123.3267 | 0
8415 | 3.5 | 234.2 | 296.1 | 348.1843 | 117 | 0 | 174.0921 | 0 | 0 | 43.4 | 102.7014 | 0
8416 | 2.8 | 239.9 | 373.4 | 369.6464 | 120.9 | 0 | 184.8232 | 0 | 0 | 43.3 | 111.0245 | 0
8417 | 2.1 | 250.5 | 411.6 | 322.753 | 106.5 | 0 | 161.3765 | 0 | 0 | 43.2 | 132.3426 | 0
8418 | 0.7 | 254.5 | 937.3 | 239.9913 | 67.5 | 0 | 119.9956 | 0 | 37.6 | 43 | 199.0373 | 0
8419 | 0 | 197.6 | 886.4 | 164.2047 | 15.2 | 0 | 82.1023 | 0 | 75.1 | 42.9 | 252.2544 | 0
8420 | 0 | 163.6 | 794.6 | 99.1145 | 7.7 | 0 | 49.5572 | 0 | 75.1 | 42.9 | 392.7249 | 0
8421 | 0 | 176.7 | 835.9 | 55.9537 | 12 | 0 | 27.9769 | 0 | 75.1 | 42.9 | 236.0312 | 0
8422 | 0 | 185.1 | 859.8 | 41.0108 | 14.7 | 0 | 20.5054 | 0 | 93.9 | 42.9 | 183.1068 | 0
8423 | 0 | 70.7 | 324.6 | 41.4847 | 17 | 0 | 20.7423 | 0 | 0 | 0 | 167.3226 | 0
8424 | 0 | 96.3 | 409.3 | 41.4515 | 19.4 | 0 | 20.7258 | 0 | 0 | 0 | 131.5305 | 0
8425 | 0 | 105.2 | 422.1 | 40.669 | 20.8 | 0 | 20.3345 | 0 | 0 | 0 | 96.7111 | 0
8426 | 0 | 109.6 | 426.2 | 42.6069 | 21.5 | 0 | 21.3035 | 0 | 0 | 0 | 86.9366 | 0
8427 | 0 | 112.7 | 428.2 | 41.3601 | 21.7 | 0 | 20.68 | 0 | 0 | 0 | 79.002 | 0
8428 | 0 | 115.4 | 430.5 | 40.6473 | 22.1 | 0 | 20.3236 | 0 | 0 | 0 | 79.5996 | 0
8429 | 0 | 117.9 | 432.3 | 42.5263 | 22.3 | 0 | 21.2632 | 0 | 0 | 0 | 78.7649 | 0
8430 | 0 | 120.3 | 430.5 | 44.6586 | 22.5 | 0 | 22.3293 | 0 | 0 | 0 | 84.5676 | 0
8431 | 0 | 282.6 | 997.3 | 71.2276 | 33.9 | 0 | 35.6138 | 0 | 56.3 | 42.9 | 136.1326 | 0
8432 | 0.7 | 324.6 | 952.3 | 122.3097 | 88 | 0 | 61.1548 | 0 | 37.6 | 43 | 133.5394 | 0
8433 | 2.1 | 312.1 | 370.5 | 213.2614 | 94.4 | 0 | 106.6307 | 0 | 0 | 43.2 | 114.8942 | 0
8434 | 3.5 | 274.6 | 377.9 | 251.0918 | 111.8 | 0 | 125.5459 | 0 | 0 | 43.4 | 125.5074 | 0
8435 | 3.5 | 216.7 | 320.4 | 263.0436 | 104.1 | 0 | 131.5218 | 0 | 0 | 43.4 | 161.0495 | 0
8436 | 2.8 | 170.2 | 273.9 | 242.9721 | 84.9 | 0 | 121.4861 | 0 | 0 | 43.3 | 114.5366 | 0
8437 | 1.4 | 135.4 | 722.1 | 221.7517 | 60 | 0 | 110.8759 | 0 | 75.1 | 43.1 | 112.1162 | 0
8438 | 2.1 | 118 | 644 | 210.1947 | 57.5 | 0 | 105.0974 | 0 | 37.6 | 43.2 | 119.1529 | 0
8439 | 3.5 | 109.4 | 129.8 | 207.5306 | 70.3 | 0 | 103.7653 | 0 | 0 | 43.4 | 137.3249 | 0
8440 | 2.8 | 112.8 | 178.9 | 290.3534 | 68.8 | 0 | 145.1767 | 0 | 0 | 43.3 | 133.5778 | 0
8441 | 2.1 | 127.7 | 208.7 | 266.0124 | 60.7 | 0 | 133.0062 | 0 | 0 | 43.2 | 146.3015 | 0
8442 | 0.7 | 136.8 | 704.9 | 180.2013 | 41.3 | 0 | 90.1007 | 0 | 37.6 | 43 | 139.6208 | 0
8443 | 0 | 97 | 636.8 | 109.5499 | 0.8 | 0 | 54.7749 | 0 | 75.1 | 42.9 | 240.5152 | 0
8444 | 0 | 68.2 | 542.3 | 66.8165 | 0 | 0 | 33.4083 | 0 | 75.1 | 42.9 | 246.9604 | 0
8445 | 0 | 81.2 | 580.2 | 48.0107 | 0 | 0 | 24.0054 | 0 | 75.1 | 42.9 | 219.9268 | 0
8446 | 0 | 89.5 | 589.5 | 42.2979 | 0 | 0 | 21.149 | 0 | 93.9 | 42.9 | 183.6795 | 0
8447 | 0 | 1.7 | 109.8 | 41.4438 | 0.4 | 0 | 20.7219 | 0 | 0 | 0 | 184.7766 | 0
8448 | 0 | 10 | 170.3 | 39.3276 | 0.8 | 0 | 19.6638 | 0 | 0 | 0 | 169.1327 | 0
8449 | 0 | 24.6 | 198.9 | 42.4086 | 1.3 | 0 | 21.2043 | 0 | 0 | 0 | 124.5683 | 0
8450 | 0 | 42.1 | 232.3 | 42.7473 | 2.1 | 0 | 21.3737 | 0 | 0 | 0 | 97.1934 | 0
8451 | 0 | 58.8 | 266.4 | 41.6263 | 3.9 | 0 | 20.8132 | 0 | 0 | 0 | 90.2664 | 0
8452 | 0 | 71.8 | 292.5 | 42.0171 | 7 | 0 | 21.0086 | 0 | 0 | 0 | 89.9049 | 0
8453 | 0 | 82.3 | 313.7 | 41.3155 | 10 | 0 | 20.6577 | 0 | 0 | 0 | 91.0994 | 0
8454 | 0 | 92 | 329.8 | 41.604 | 12.7 | 0 | 20.802 | 0 | 0 | 0 | 93.7221 | 0
8455 | 0 | 256.5 | 877.9 | 63.1157 | 27.1 | 0 | 31.5579 | 0 | 56.3 | 42.9 | 107.7624 | 0
8456 | 0.7 | 304.1 | 850.2 | 119.3716 | 78.3 | 0 | 59.6858 | 0 | 37.6 | 43 | 111.8729 | 0
8457 | 2.1 | 300.2 | 318.5 | 203.7991 | 88.9 | 0 | 101.8996 | 0 | 0 | 43.2 | 156.2402 | 0
8458 | 3.5 | 306.1 | 377.6 | 357.4318 | 111 | 0 | 178.7159 | 0 | 0 | 43.4 | 264.2572 | 0
8459 | 3.5 | 296.1 | 378.5 | 421.5687 | 105.6 | 0 | 210.7843 | 0 | 0 | 43.4 | 158.6534 | 0
8460 | 2.8 | 269.3 | 366.6 | 401.173 | 84.9 | 0 | 200.5865 | 0 | 0 | 43.3 | 294.2268 | 0
8461 | 1.4 | 220 | 826.2 | 363.5177 | 57.3 | 0 | 181.7589 | 0 | 75.1 | 43.1 | 106.7928 | 0
8462 | 2.1 | 180.3 | 706.9 | 326.2436 | 56.9 | 0 | 163.1218 | 0 | 37.6 | 43.2 | 92.0561 | 0
8463 | 3.5 | 176.5 | 191.1 | 368.271 | 75.2 | 0 | 184.1355 | 0 | 0 | 43.4 | 128.7532 | 0
8464 | 2.8 | 168.1 | 243.4 | 386.1597 | 77.3 | 0 | 193.0799 | 0 | 0 | 43.3 | 184.3186 | 0
8465 | 2.1 | 175.7 | 270.6 | 335.333 | 68.1 | 0 | 167.6665 | 0 | 0 | 43.2 | 134.1872 | 0
8466 | 0.7 | 185.6 | 776.2 | 256.6462 | 45 | 0 | 128.3231 | 0 | 37.6 | 43 | 215.7965 | 0
8467 | 0 | 141.5 | 715 | 198.577 | 1.6 | 0 | 99.2885 | 0 | 75.1 | 42.9 | 205.1101 | 0
8468 | 0 | 111.9 | 634.1 | 111.8966 | 0 | 0 | 55.9483 | 0 | 75.1 | 42.9 | 508.7804 | 0
8469 | 0 | 129.7 | 686.7 | 58.0562 | 0.6 | 0 | 29.0281 | 0 | 75.1 | 42.9 | 268.3812 | 0
8470 | 0 | 142.6 | 717.3 | 41.4713 | 2 | 0 | 20.7357 | 0 | 93.9 | 42.9 | 200.1515 | 0
8471 | 0 | 35.6 | 220.9 | 43.3337 | 3.4 | 0 | 21.6668 | 0 | 0 | 0 | 164.2858 | 0
8472 | 0 | 62.7 | 308.2 | 40.5481 | 6.9 | 0 | 20.274 | 0 | 0 | 0 | 127.0205 | 0
8473 | 0 | 78.1 | 336.5 | 41.568 | 10.5 | 0 | 20.784 | 0 | 0 | 0 | 96.8322 | 0
8474 | 0 | 90.1 | 358.5 | 41.4357 | 13.2 | 0 | 20.7179 | 0 | 0 | 0 | 81.014 | 0
8475 | 0 | 100.6 | 379.2 | 39.2483 | 15.6 | 0 | 19.6241 | 0 | 0 | 0 | 81.6083 | 0
8476 | 0 | 109.4 | 398.2 | 43.2655 | 17.8 | 0 | 21.6327 | 0 | 0 | 0 | 80.4238 | 0
8477 | 0 | 116.6 | 413.9 | 41.9198 | 19.6 | 0 | 20.9599 | 0 | 0 | 0 | 78.2862 | 0
8478 | 0 | 123.3 | 423.5 | 41.8377 | 21.1 | 0 | 20.9188 | 0 | 0 | 0 | 89.9018 | 0
8479 | 0 | 288.9 | 976.7 | 66.0832 | 33.5 | 0 | 33.0416 | 0 | 56.3 | 42.9 | 98.3907 | 0
8480 | 0.7 | 335.7 | 945.3 | 122.4715 | 85.3 | 0 | 61.2357 | 0 | 37.6 | 43 | 143.616 | 0
8481 | 2.1 | 329.8 | 384.3 | 255.3842 | 96.7 | 0 | 127.6921 | 0 | 0 | 43.2 | 168.6864 | 0
8482 | 3.5 | 310.1 | 414.4 | 413.2789 | 117 | 0 | 206.6394 | 0 | 0 | 43.4 | 111.1426 | 0
8483 | 3.5 | 268.6 | 378.5 | 398.4159 | 107.6 | 0 | 199.208 | 0 | 0 | 43.4 | 98.2752 | 0
8484 | 2.8 | 232.6 | 351.2 | 314.6367 | 84.7 | 0 | 157.3184 | 0 | 0 | 43.3 | 173.4088 | 0
8485 | 1.4 | 205.8 | 836.7 | 253.3833 | 56.4 | 0 | 126.6917 | 0 | 75.1 | 43.1 | 149.7674 | 0
8486 | 2.1 | 186.3 | 752.1 | 218.8028 | 55.4 | 0 | 109.4014 | 0 | 37.6 | 43.2 | 121.3931 | 0
8487 | 3.5 | 185.2 | 224.2 | 252.28 | 72.1 | 0 | 126.14 | 0 | 0 | 43.4 | 109.3286 | 0
8488 | 2.8 | 191.4 | 290.8 | 327.0817 | 73 | 0 | 163.5408 | 0 | 0 | 43.3 | 114.6541 | 0
8489 | 2.1 | 198.3 | 318.8 | 339.3534 | 64.2 | 0 | 169.6767 | 0 | 0 | 43.2 | 140.3503 | 0
8490 | 0.7 | 206.7 | 837.8 | 259.5161 | 42.8 | 0 | 129.758 | 0 | 37.6 | 43 | 287.6183 | 0
8491 | 0 | 161.8 | 797.3 | 168.1798 | 0.9 | 0 | 84.0899 | 0 | 75.1 | 42.9 | 335.2945 | 0
8492 | 0 | 135.6 | 713.8 | 107.5629 | 0 | 0 | 53.7815 | 0 | 75.1 | 42.9 | 245.7699 | 0
8493 | 0 | 153.3 | 765.9 | 60.4761 | 0 | 0 | 30.2381 | 0 | 75.1 | 42.9 | 292.6482 | 0
8494 | 0 | 166.1 | 797.9 | 44.0003 | 0.6 | 0 | 22.0002 | 0 | 93.9 | 42.9 | 242.017 | 0
8495 | 0 | 62.3 | 281.6 | 41.9406 | 1.7 | 0 | 20.9703 | 0 | 0 | 0 | 252.1249 | 0
8496 | 0 | 90.4 | 373.9 | 45.1535 | 3.1 | 0 | 22.5768 | 0 | 0 | 0 | 128.9093 | 0
8497 | 0 | 111.9 | 420.4 | 44.437 | 7.6 | 0 | 22.2185 | 0 | 0 | 0 | 91.222 | 0
8498 | 0 | 137 | 478.6 | 43.1849 | 13.7 | 0 | 21.5925 | 0 | 0 | 0 | 80.305 | 0
8499 | 0 | 161.7 | 537.8 | 39.9623 | 20.1 | 0 | 19.9812 | 0 | 0 | 0 | 77.8061 | 0
8500 | 0 | 181.1 | 583.4 | 43.3365 | 25.4 | 0 | 21.6682 | 0 | 0 | 0 | 77.3251 | 0
8501 | 0 | 197.2 | 621.2 | 39.7252 | 29.7 | 0 | 19.8626 | 0 | 0 | 0 | 84.8033 | 0
8502 | 0 | 213.7 | 657.9 | 41.3248 | 34.3 | 0 | 20.6624 | 0 | 0 | 0 | 104.736 | 0
8503 | 0 | 402.2 | 1278.4 | 69.5224 | 50.3 | 0 | 34.7612 | 0 | 56.3 | 42.9 | 91.3408 | 0
8504 | 0.7 | 474.6 | 1254.8 | 118.5388 | 109.9 | 0 | 59.2694 | 0 | 37.6 | 43 | 129.8114 | 0
8505 | 2.1 | 475.1 | 647.8 | 201.988 | 131 | 0 | 100.994 | 0 | 0 | 43.2 | 148.9049 | 0
8506 | 3.5 | 458 | 674.3 | 324.2657 | 180 | 0 | 162.1329 | 0 | 0 | 43.4 | 169.0395 | 0
8507 | 3.5 | 395.6 | 629.3 | 405.9309 | 187.2 | 0 | 202.9655 | 0 | 0 | 43.4 | 150.4229 | 0
8508 | 2.8 | 327.2 | 577.8 | 402.762 | 156.7 | 0 | 201.381 | 0 | 0 | 43.3 | 184.2221 | 0
8509 | 1.4 | 270.1 | 1078 | 397.2974 | 111.6 | 0 | 198.6487 | 0 | 75.1 | 43.1 | 152.5496 | 0
8510 | 2.1 | 243.2 | 943.3 | 430.7101 | 121.2 | 0 | 215.3551 | 0 | 37.6 | 43.2 | 214.9424 | 0
8511 | 3.5 | 253.8 | 390.4 | 473.1581 | 163.9 | 0 | 236.579 | 0 | 0 | 43.4 | 223.7492 | 0
8512 | 2.8 | 267.6 | 482 | 452.428 | 165.3 | 0 | 226.214 | 0 | 0 | 43.3 | 200.798 | 0
8513 | 2.1 | 290.2 | 535.7 | 391.1727 | 137.3 | 0 | 195.5864 | 0 | 0 | 43.2 | 159.8551 | 0
8514 | 0.7 | 302 | 1085.3 | 274.7981 | 86 | 0 | 137.399 | 0 | 37.6 | 43 | 190.8444 | 0
8515 | 0 | 232.9 | 1037.6 | 159.7787 | 31.2 | 0 | 79.8893 | 0 | 75.1 | 42.9 | 286.679 | 0
8516 | 0 | 194 | 941.9 | 102.1892 | 25.8 | 0 | 51.0946 | 0 | 75.1 | 42.9 | 354.6177 | 0
8517 | 0 | 210.8 | 984.8 | 64.5181 | 31.6 | 0 | 32.2591 | 0 | 75.1 | 42.9 | 323.3847 | 0
8518 | 0 | 222.7 | 1017.9 | 43.2593 | 35.8 | 0 | 21.6296 | 0 | 93.9 | 42.9 | 203.8046 | 0
8519 | 0 | 99.1 | 461.6 | 42.5006 | 39.6 | 0 | 21.2503 | 0 | 0 | 0 | 133.9168 | 0
8520 | 0 | 129.5 | 552.6 | 40.3519 | 43.6 | 0 | 20.176 | 0 | 0 | 0 | 105.6993 | 0
8521 | 0 | 140.5 | 564.3 | 42.4585 | 46.4 | 0 | 21.2292 | 0 | 0 | 0 | 69.3242 | 0
8522 | 0 | 144.9 | 563.2 | 42.6875 | 47.7 | 0 | 21.3437 | 0 | 0 | 0 | 59.3225 | 0
8523 | 0 | 146.6 | 557.5 | 41.269 | 47.4 | 0 | 20.6345 | 0 | 0 | 0 | 48.8601 | 0
8524 | 0 | 149.3 | 556 | 40.2878 | 47.9 | 0 | 20.1439 | 0 | 0 | 0 | 50.6971 | 0
8525 | 0 | 152 | 556.3 | 43.5255 | 47.9 | 0 | 21.7628 | 0 | 0 | 0 | 49.5484 | 0
8526 | 0 | 153.7 | 552.3 | 41.6167 | 47.9 | 0 | 20.8084 | 0 | 0 | 0 | 84.3297 | 0
8527 | 0 | 321.4 | 1140.2 | 57.1776 | 60.8 | 0 | 28.5888 | 0 | 56.3 | 42.9 | 84.3274 | 0
8528 | 0 | 339.6 | 1086.3 | 72.9629 | 61.2 | 0 | 36.4814 | 0 | 37.6 | 42.9 | 94.5601 | 0
8529 | 0 | 330.1 | 481.2 | 71.8152 | 59 | 0 | 35.9076 | 0 | 0 | 42.9 | 101.4992 | 0
8530 | 0 | 320.3 | 519.5 | 66.9733 | 49.1 | 0 | 33.4867 | 0 | 0 | 42.9 | 176.2861 | 0
8531 | 0 | 289.5 | 493.3 | 63.9847 | 34.8 | 0 | 31.9924 | 0 | 0 | 42.9 | 187.4898 | 0
8532 | 0 | 259.2 | 468.7 | 65.7752 | 23.4 | 0 | 32.8876 | 0 | 0 | 42.9 | 109.2097 | 0
8533 | 0 | 238 | 998.6 | 61.7214 | 17.3 | 0 | 30.8607 | 0 | 75.1 | 42.9 | 180.7861 | 0
8534 | 0 | 219.8 | 908 | 60.2867 | 12.3 | 0 | 30.1434 | 0 | 37.6 | 42.9 | 208.81 | 0
8535 | 0 | 215.4 | 324.2 | 62.2303 | 9 | 0 | 31.1151 | 0 | 0 | 42.9 | 91.1026 | 0
8536 | 0 | 213.6 | 382.7 | 71.4347 | 12.4 | 0 | 35.7173 | 0 | 0 | 42.9 | 115.3828 | 0
8537 | 0 | 220.6 | 407 | 75.8495 | 20 | 0 | 37.9248 | 0 | 0 | 42.9 | 198.24 | 0
8538 | 0 | 226.1 | 973 | 71.8596 | 23.1 | 0 | 35.9298 | 0 | 37.6 | 42.9 | 324.2362 | 0
8539 | 0 | 193 | 899.1 | 68.9373 | 22.5 | 0 | 34.4687 | 0 | 75.1 | 42.9 | 194.7041 | 0
8540 | 0 | 153.9 | 797.3 | 60.0091 | 11.9 | 0 | 30.0045 | 0 | 75.1 | 42.9 | 172.0137 | 0
8541 | 0 | 163.3 | 825.8 | 50.575 | 15.7 | 0 | 25.2875 | 0 | 75.1 | 42.9 | 251.2923 | 0
8542 | 0 | 166.7 | 829.2 | 42.9066 | 17.7 | 0 | 21.4533 | 0 | 93.9 | 42.9 | 183.9524 | 0
8543 | 0 | 63.3 | 277.4 | 42.3137 | 19.8 | 0 | 21.1569 | 0 | 0 | 0 | 126.0348 | 0
8544 | 0 | 85 | 349.8 | 40.0042 | 21.8 | 0 | 20.0021 | 0 | 0 | 0 | 97.6761 | 0
8545 | 0 | 101.5 | 386.9 | 42.0924 | 24.4 | 0 | 21.0462 | 0 | 0 | 0 | 95.3922 | 0
8546 | 0 | 123.6 | 437.9 | 42.4008 | 28.2 | 0 | 21.2004 | 0 | 0 | 0 | 90.1415 | 0
8547 | 0 | 145.5 | 489.5 | 39.7023 | 32.3 | 0 | 19.8512 | 0 | 0 | 0 | 83.853 | 0
8548 | 0 | 162.5 | 530.9 | 43.3817 | 35.8 | 0 | 21.6909 | 0 | 0 | 0 | 81.0181 | 0
8549 | 0 | 175.5 | 563.9 | 41.2845 | 37.6 | 0 | 20.6422 | 0 | 0 | 0 | 77.5634 | 0
8550 | 0 | 188.6 | 593.9 | 43.1195 | 39.4 | 0 | 21.5598 | 0 | 0 | 0 | 81.2555 | 0
8551 | 0 | 374 | 1223.5 | 52.3803 | 54.5 | 0 | 26.1902 | 0 | 56.3 | 42.9 | 140.3243 | 0
8552 | 0 | 386 | 1190.8 | 74.1738 | 56.5 | 0 | 37.0869 | 0 | 37.6 | 42.9 | 104.6168 | 0
8553 | 0 | 369.2 | 581.3 | 79.0216 | 58.4 | 0 | 39.5108 | 0 | 0 | 42.9 | 114.4049 | 0
8554 | 0 | 342.9 | 620.4 | 78.919 | 60.7 | 0 | 39.4595 | 0 | 0 | 42.9 | 210.933 | 0
8555 | 0 | 316.1 | 600.9 | 71.1114 | 63.3 | 0 | 35.5557 | 0 | 0 | 42.9 | 120.3864 | 0
8556 | 0 | 291.1 | 580.6 | 69.2165 | 65.5 | 0 | 34.6083 | 0 | 0 | 42.9 | 152.6053 | 0
8557 | 0 | 252.2 | 1090 | 73.1628 | 67.3 | 0 | 36.5814 | 0 | 75.1 | 42.9 | 191.7135 | 0
8558 | 0 | 231.7 | 975.1 | 77.8169 | 68.8 | 0 | 38.9084 | 0 | 37.6 | 42.9 | 161.5779 | 0
8559 | 0 | 230 | 411.2 | 76.4997 | 70.1 | 0 | 38.2499 | 0 | 0 | 42.9 | 189.5149 | 0
8560 | 0 | 239.4 | 488.8 | 78.6785 | 68.8 | 0 | 39.3392 | 0 | 0 | 42.9 | 217.3756 | 0
8561 | 0 | 262.4 | 524.9 | 79.4641 | 67.8 | 0 | 39.7321 | 0 | 0 | 42.9 | 212.7387 | 0
8562 | 0 | 289.4 | 1083.9 | 76.9392 | 69.3 | 0 | 38.4696 | 0 | 37.6 | 42.9 | 279.4824 | 0
8563 | 0 | 277.3 | 1067.9 | 69.6365 | 68.7 | 0 | 34.8182 | 0 | 75.1 | 42.9 | 352.7845 | 0
8564 | 0 | 244.2 | 989 | 54.5956 | 55.4 | 0 | 27.2978 | 0 | 75.1 | 42.9 | 276.2729 | 0
8565 | 0 | 262.8 | 1050 | 45.8211 | 59.3 | 0 | 22.9106 | 0 | 75.1 | 42.9 | 255.0519 | 0
8566 | 0 | 276.8 | 1102.2 | 41.3263 | 63.9 | 0 | 20.6632 | 0 | 93.9 | 42.9 | 264.5183 | 0
8567 | 0 | 170.1 | 544.3 | 42.4647 | 67.4 | 0 | 21.2323 | 0 | 0 | 0 | 179.1905 | 0
8568 | 0 | 202.9 | 655.3 | 42.5065 | 69 | 0 | 21.2532 | 0 | 0 | 0 | 119.1805 | 0
8569 | 0 | 216.2 | 686.3 | 41.7218 | 70.1 | 0 | 20.8609 | 0 | 0 | 0 | 94.2057 | 0
8570 | 0 | 227 | 710.8 | 41.4261 | 70.9 | 0 | 20.7131 | 0 | 0 | 0 | 82.9098 | 0
8571 | 0 | 235.9 | 730.3 | 42.6447 | 71.9 | 0 | 21.3224 | 0 | 0 | 0 | 76.6134 | 0
8572 | 0 | 242.5 | 746.3 | 43.8881 | 72.7 | 0 | 21.9441 | 0 | 0 | 0 | 73.4712 | 0
8573 | 0 | 248.4 | 763.8 | 42.4079 | 73.5 | 0 | 21.204 | 0 | 0 | 0 | 75.9139 | 0
8574 | 0 | 254.4 | 779.7 | 39.706 | 74.8 | 0 | 19.853 | 0 | 0 | 0 | 91.461 | 0
8575 | 0 | 442.8 | 1413.7 | 51.6681 | 93 | 0 | 25.8341 | 0 | 56.3 | 42.9 | 138.2242 | 0
8576 | 0.7 | 512.3 | 1362 | 102.6401 | 165.9 | 0 | 51.3201 | 0 | 37.6 | 43 | 122.9015 | 0
8577 | 2.1 | 511.5 | 723.7 | 186.2197 | 177.8 | 0 | 93.1099 | 0 | 0 | 43.2 | 113.6812 | 0
8578 | 3.5 | 530.7 | 791.7 | 325.9576 | 227.1 | 0 | 162.9788 | 0 | 0 | 43.4 | 88.3596 | 0
8579 | 3.5 | 524.2 | 801.5 | 403.0263 | 227.3 | 0 | 201.5132 | 0 | 0 | 43.4 | 104.2561 | 0
8580 | 2.8 | 503.4 | 811.3 | 419.7683 | 190.6 | 0 | 209.8842 | 0 | 0 | 43.3 | 128.1033 | 0
8581 | 1.4 | 468.9 | 1456.9 | 371.1071 | 136.4 | 0 | 185.5535 | 0 | 75.1 | 43.1 | 118.2918 | 0
8582 | 2.1 | 414.6 | 1272.2 | 350.3686 | 143.9 | 0 | 175.1843 | 0 | 37.6 | 43.2 | 155.4564 | 0
8583 | 3.5 | 399.3 | 596.1 | 316.7442 | 184.5 | 0 | 158.3721 | 0 | 0 | 43.4 | 129.949 | 0
8584 | 2.8 | 382.4 | 655.8 | 343.3511 | 183 | 0 | 171.6755 | 0 | 0 | 43.3 | 106.4301 | 0
8585 | 2.1 | 379.2 | 686.9 | 311.8877 | 153.4 | 0 | 155.9439 | 0 | 0 | 43.2 | 109.8144 | 0
8586 | 0.7 | 379.5 | 1306.2 | 227.462 | 101.8 | 0 | 113.731 | 0 | 37.6 | 43 | 216.2529 | 0
8587 | 0 | 305.6 | 1262.7 | 143.9333 | 42 | 0 | 71.9666 | 0 | 75.1 | 42.9 | 148.3881 | 0
8588 | 0 | 271.2 | 1162.4 | 79.5255 | 38.2 | 0 | 39.7627 | 0 | 75.1 | 42.9 | 187.9359 | 0
8589 | 0 | 286.1 | 1206 | 62.6214 | 43.7 | 0 | 31.3107 | 0 | 75.1 | 42.9 | 330.925 | 0
8590 | 0 | 295.2 | 1239.6 | 44.5349 | 47.5 | 0 | 22.2675 | 0 | 93.9 | 42.9 | 250.807 | 0
8591 | 0 | 181 | 624.1 | 42.3385 | 50.8 | 0 | 21.1693 | 0 | 0 | 0 | 184.9431 | 0
8592 | 0 | 210.9 | 716.4 | 39.8123 | 52.8 | 0 | 19.9062 | 0 | 0 | 0 | 124.5578 | 0
8593 | 0 | 225.2 | 747.6 | 44.2334 | 56.4 | 0 | 22.1167 | 0 | 0 | 0 | 97.7929 | 0
8594 | 0 | 239.9 | 782.9 | 39.9791 | 60.5 | 0 | 19.9895 | 0 | 0 | 0 | 94.3223 | 0
8595 | 0 | 254.4 | 820.7 | 41.2454 | 63.4 | 0 | 20.6227 | 0 | 0 | 0 | 84.686 | 0
8596 | 0 | 266.4 | 854.8 | 42.6782 | 66.7 | 0 | 21.3391 | 0 | 0 | 0 | 78.1621 | 0
8597 | 0 | 276.3 | 886 | 41.5591 | 69.4 | 0 | 20.7795 | 0 | 0 | 0 | 81.0155 | 0
8598 | 0 | 286.2 | 912.3 | 43.3039 | 72.1 | 0 | 21.652 | 0 | 0 | 0 | 83.0307 | 0
8599 | 0 | 490.6 | 1591.9 | 51.2832 | 90.7 | 0 | 25.6416 | 0 | 56.3 | 42.9 | 95.6331 | 0
8600 | 0.7 | 566.4 | 1534.7 | 66.0984 | 164 | 0 | 33.0492 | 0 | 37.6 | 43 | 106.0581 | 0
8601 | 2.1 | 561.7 | 857.5 | 69.5643 | 180.6 | 0 | 34.7821 | 0 | 0 | 43.2 | 126.3853 | 0
8602 | 3.5 | 537.9 | 875 | 69.8671 | 239.1 | 0 | 34.9335 | 0 | 0 | 43.4 | 164.6907 | 0
8603 | 3.5 | 470.2 | 820.3 | 68.9364 | 247 | 0 | 34.4682 | 0 | 0 | 43.4 | 235.9104 | 0
8604 | 2.8 | 396.3 | 759.2 | 65.8241 | 211 | 0 | 32.9121 | 0 | 0 | 43.3 | 333.6253 | 0
8605 | 1.4 | 331.3 | 1315.3 | 63.8304 | 153.2 | 0 | 31.9152 | 0 | 75.1 | 43.1 | 230.1044 | 0
8606 | 2.1 | 298.8 | 1147.6 | 62.4767 | 163.4 | 0 | 31.2383 | 0 | 37.6 | 43.2 | 169.5677 | 0
8607 | 3.5 | 304.8 | 529.4 | 60.8505 | 213.5 | 0 | 30.4252 | 0 | 0 | 43.4 | 168.4733 | 0
8608 | 2.8 | 315.3 | 614.6 | 65.3558 | 211.6 | 0 | 32.6779 | 0 | 0 | 43.3 | 126.4215 | 0
8609 | 2.1 | 336 | 660.6 | 70.9887 | 172.9 | 0 | 35.4943 | 0 | 0 | 43.2 | 214.2843 | 0
8610 | 0.7 | 350.3 | 1247.6 | 70.5455 | 117.8 | 0 | 35.2727 | 0 | 37.6 | 43 | 255.2464 | 0
8611 | 0 | 283.9 | 1232 | 67.0787 | 55.3 | 0 | 33.5393 | 0 | 75.1 | 42.9 | 248.3281 | 0
8612 | 0 | 250.9 | 1144.6 | 48.6253 | 51.2 | 0 | 24.3126 | 0 | 75.1 | 42.9 | 279.8779 | 0
8613 | 0 | 274 | 1201.7 | 44.935 | 56.7 | 0 | 22.4675 | 0 | 75.1 | 42.9 | 198.2717 | 0
8614 | 0 | 291.7 | 1254.1 | 41.9288 | 60.6 | 0 | 20.9644 | 0 | 93.9 | 42.9 | 156.7645 | 0
8615 | 0 | 171 | 667.3 | 40.6677 | 63.9 | 0 | 20.3339 | 0 | 0 | 0 | 152.7709 | 0
8616 | 0 | 208.4 | 778.2 | 41.1208 | 66.3 | 0 | 20.5604 | 0 | 0 | 0 | 113.4414 | 0
8617 | 0 | 225.8 | 806.4 | 41.1676 | 68.2 | 0 | 20.5838 | 0 | 0 | 0 | 104.4968 | 0
8618 | 0 | 238.2 | 824.5 | 42.6968 | 70.2 | 0 | 21.3484 | 0 | 0 | 0 | 194.6191 | 0
8619 | 0 | 249 | 842.9 | 40.3488 | 72.3 | 0 | 20.1744 | 0 | 0 | 0 | 79.3573 | 0
8620 | 0 | 257.9 | 861 | 42.5204 | 74.5 | 0 | 21.2602 | 0 | 0 | 0 | 78.8859 | 0
8621 | 0 | 266.1 | 880.4 | 39.4252 | 76.5 | 0 | 19.7126 | 0 | 0 | 0 | 78.884 | 0
8622 | 0 | 274.1 | 896.6 | 43.9861 | 78.3 | 0 | 21.993 | 0 | 0 | 0 | 77.3269 | 0
8623 | 0 | 467.1 | 1551.7 | 49.061 | 96.8 | 0 | 24.5305 | 0 | 56.3 | 42.9 | 79.7158 | 0
8624 | 0.7 | 536.3 | 1493 | 69.7261 | 173.6 | 0 | 34.863 | 0 | 37.6 | 43 | 87.5248 | 0
8625 | 2.1 | 533.7 | 826 | 82.3703 | 190.6 | 0 | 41.1851 | 0 | 0 | 43.2 | 110.0598 | 0
8626 | 3.5 | 514.8 | 840.3 | 78.9841 | 235.5 | 0 | 39.492 | 0 | 0 | 43.4 | 161.1358 | 0
8627 | 3.5 | 452.7 | 778.3 | 75.229 | 222 | 0 | 37.6145 | 0 | 0 | 43.4 | 123.8513 | 0
8628 | 2.8 | 382.6 | 716.2 | 67.609 | 172.4 | 0 | 33.8045 | 0 | 0 | 43.3 | 266.532 | 0
8629 | 1.4 | 316 | 1253.8 | 64.7282 | 115.6 | 0 | 32.3641 | 0 | 75.1 | 43.1 | 229.4432 | 0
8630 | 2.1 | 268.5 | 1076.6 | 61.7183 | 118.8 | 0 | 30.8591 | 0 | 37.6 | 43.2 | 293.0915 | 0
8631 | 3.5 | 254.3 | 444.5 | 58.4802 | 155.2 | 0 | 29.2401 | 0 | 0 | 43.4 | 184.0274 | 0
8632 | 2.8 | 253.7 | 510 | 68.3767 | 158.3 | 0 | 34.1883 | 0 | 0 | 43.3 | 212.594 | 0
8633 | 2.1 | 276.4 | 554.8 | 82.9018 | 138.3 | 0 | 41.4509 | 0 | 0 | 43.2 | 169.467 | 0
8634 | 0.7 | 289.6 | 1134 | 81.3413 | 91.2 | 0 | 40.6707 | 0 | 37.6 | 43 | 204.013 | 0
8635 | 0 | 228.4 | 1086.8 | 80.7373 | 33.9 | 0 | 40.3686 | 0 | 75.1 | 42.9 | 319.7744 | 0
8636 | 0 | 194.4 | 989.5 | 80.7621 | 28.4 | 0 | 40.381 | 0 | 75.1 | 42.9 | 275.8432 | 0
8637 | 0 | 213 | 1033.4 | 58.9209 | 34.9 | 0 | 29.4605 | 0 | 75.1 | 42.9 | 218.5294 | 0
8638 | 0 | 225.4 | 1063.6 | 43.5305 | 39.5 | 0 | 21.7652 | 0 | 93.9 | 42.9 | 176.4814 | 0
8639 | 0 | 107.3 | 488.9 | 43.064 | 43.4 | 0 | 21.532 | 0 | 0 | 0 | 167.6108 | 0
8640 | 0 | 137.5 | 581.4 | 41.578 | 46.2 | 0 | 20.789 | 0 | 0 | 0 | 140.1726 | 0
8641 | 0 | 155.5 | 611.9 | 42.3422 | 49.2 | 0 | 21.1711 | 0 | 0 | 0 | 108.9674 | 0
8642 | 0 | 173.2 | 644.5 | 41.9833 | 52.9 | 0 | 20.9917 | 0 | 0 | 0 | 99.3534 | 0
8643 | 0 | 188.9 | 675.4 | 41.6071 | 55.5 | 0 | 20.8035 | 0 | 0 | 0 | 86.3453 | 0
8644 | 0 | 201.9 | 703 | 41.0709 | 58.2 | 0 | 20.5355 | 0 | 0 | 0 | 91.459 | 0
8645 | 0 | 213.1 | 728.8 | 39.5449 | 60.4 | 0 | 19.7724 | 0 | 0 | 0 | 101.6196 | 0
8646 | 0 | 222.6 | 747.6 | 41.6725 | 62 | 0 | 20.8362 | 0 | 0 | 0 | 102.5776 | 0
8647 | 0 | 410.2 | 1390.3 | 58.9466 | 77.3 | 0 | 29.4733 | 0 | 56.3 | 42.9 | 119.4839 | 0
8648 | 0.7 | 475.2 | 1341.2 | 97.5184 | 146.2 | 0 | 48.7592 | 0 | 37.6 | 43 | 206.5955 | 0
8649 | 2.1 | 475.6 | 702 | 160.1779 | 162.6 | 0 | 80.0889 | 0 | 0 | 43.2 | 137.6235 | 0
8650 | 3.5 | 474 | 740.3 | 221.8856 | 216.1 | 0 | 110.9428 | 0 | 0 | 43.4 | 108.7279 | 0
8651 | 3.5 | 438.9 | 711.5 | 296.5376 | 219.7 | 0 | 148.2688 | 0 | 0 | 43.4 | 107.0309 | 0
8652 | 2.8 | 391.9 | 679.6 | 315.4701 | 184.6 | 0 | 157.7351 | 0 | 0 | 43.3 | 102.7046 | 0
8653 | 1.4 | 345.8 | 1251.7 | 319.96 | 130.8 | 0 | 159.98 | 0 | 75.1 | 43.1 | 99.4712 | 0
8654 | 2.1 | 332.8 | 1136.7 | 294.0811 | 140.2 | 0 | 147.0406 | 0 | 37.6 | 43.2 | 121.1801 | 0
8655 | 3.5 | 348.9 | 526.8 | 242.0783 | 182.3 | 0 | 121.0391 | 0 | 0 | 43.4 | 103.178 | 0
8656 | 2.8 | 347.7 | 600.5 | 257.3612 | 182.2 | 0 | 128.6806 | 0 | 0 | 43.3 | 144.3964 | 0
8657 | 2.1 | 349.3 | 636.6 | 257.712 | 152.7 | 0 | 128.856 | 0 | 0 | 43.2 | 307.8707 | 0
8658 | 0.7 | 352.7 | 1249.7 | 181.8808 | 100.2 | 0 | 90.9404 | 0 | 37.6 | 43 | 196.3759 | 0
8659 | 0 | 283.8 | 1210 | 106.2718 | 41.4 | 0 | 53.1359 | 0 | 75.1 | 42.9 | 235.7658 | 0
8660 | 0 | 252.6 | 1113.3 | 67.3022 | 36.2 | 0 | 33.6511 | 0 | 75.1 | 42.9 | 233.3438 | 0
8661 | 0 | 268.1 | 1159 | 45.845 | 41.1 | 0 | 22.9225 | 0 | 75.1 | 42.9 | 153.9121 | 0
8662 | 0 | 279.4 | 1197.8 | 42.112 | 44.4 | 0 | 21.056 | 0 | 93.9 | 42.9 | 130.1147 | 0
8663 | 0 | 169.2 | 597.4 | 40.0039 | 47.6 | 0 | 20.0019 | 0 | 0 | 0 | 139.6844 | 0
8664 | 0 | 198.9 | 694.9 | 43.9616 | 50.6 | 0 | 21.9808 | 0 | 0 | 0 | 106.4319 | 0
8665 | 0 | 213.1 | 723.7 | 39.5511 | 52.8 | 0 | 19.7755 | 0 | 0 | 0 | 85.865 | 0
8666 | 0 | 226.2 | 752.9 | 43.1105 | 54 | 0 | 21.5553 | 0 | 0 | 0 | 84.0896 | 0
8667 | 0 | 238 | 781.9 | 41.7134 | 56.3 | 0 | 20.8567 | 0 | 0 | 0 | 83.8524 | 0
8668 | 0 | 247.7 | 807.7 | 41.1853 | 57.9 | 0 | 20.5926 | 0 | 0 | 0 | 78.7659 | 0
8669 | 0 | 256 | 832.3 | 41.6378 | 59.3 | 0 | 20.8189 | 0 | 0 | 0 | 82.5548 | 0
8670 | 0 | 262.5 | 850.2 | 42.8059 | 61.1 | 0 | 21.4029 | 0 | 0 | 0 | 118.8555 | 0
8671 | 0 | 455.7 | 1512.2 | 59.2606 | 77.5 | 0 | 29.6303 | 0 | 56.3 | 42.9 | 124.5217 | 0
8672 | 0.7 | 527.8 | 1456.6 | 118.6606 | 147.1 | 0 | 59.3303 | 0 | 37.6 | 43 | 105.822 | 0
8673 | 2.1 | 520.1 | 786.6 | 236.1371 | 162 | 0 | 118.0685 | 0 | 0 | 43.2 | 103.7739 | 0
8674 | 3.5 | 484.8 | 785 | 336.8086 | 209.6 | 0 | 168.4043 | 0 | 0 | 43.4 | 105.5766 | 0
8675 | 3.5 | 399.8 | 706 | 312.471 | 208.5 | 0 | 156.2355 | 0 | 0 | 43.4 | 141.5819 | 0
8676 | 2.8 | 313.2 | 623.5 | 276.9619 | 172.8 | 0 | 138.481 | 0 | 0 | 43.3 | 209.5097 | 0
8677 | 1.4 | 242.4 | 1123.7 | 252.0928 | 120.9 | 0 | 126.0464 | 0 | 75.1 | 43.1 | 141.9468 | 0
8678 | 2.1 | 200.8 | 957.1 | 236.4455 | 124.9 | 0 | 118.2227 | 0 | 37.6 | 43.2 | 160.4723 | 0
8679 | 3.5 | 196.7 | 363.3 | 241.7811 | 159.2 | 0 | 120.8905 | 0 | 0 | 43.4 | 203.6188 | 0
8680 | 2.8 | 211.9 | 444 | 324.8694 | 158.8 | 0 | 162.4347 | 0 | 0 | 43.3 | 135.3499 | 0
8681 | 2.1 | 241.8 | 495.3 | 364.9737 | 134.6 | 0 | 182.4869 | 0 | 0 | 43.2 | 139.8341 | 0
8682 | 0.7 | 258.6 | 1045 | 260.8023 | 86 | 0 | 130.4011 | 0 | 37.6 | 43 | 169.1977 | 0
8683 | 0 | 199 | 1002.9 | 138.271 | 29 | 0 | 69.1355 | 0 | 75.1 | 42.9 | 137.1537 | 0
8684 | 0 | 164.6 | 908.1 | 97.8884 | 22.7 | 0 | 48.9442 | 0 | 75.1 | 42.9 | 208.7184 | 0
8685 | 0 | 184.1 | 951.8 | 66.8512 | 27.6 | 0 | 33.4256 | 0 | 75.1 | 42.9 | 267.7494 | 0
8686 | 0 | 198.6 | 982.1 | 43.2125 | 30.4 | 0 | 21.6062 | 0 | 93.9 | 42.9 | 192.191 | 0
8687 | 0 | 80 | 429.6 | 40.32 | 32.5 | 0 | 20.16 | 0 | 0 | 0 | 147.4895 | 0
8688 | 0 | 112.2 | 522.7 | 41.9012 | 34.3 | 0 | 20.9506 | 0 | 0 | 0 | 116.9263 | 0
8689 | 0 | 130.8 | 551 | 42.9714 | 36 | 0 | 21.4857 | 0 | 0 | 0 | 108.2463 | 0
8690 | 0 | 146.8 | 576.4 | 41.1112 | 37.8 | 0 | 20.5556 | 0 | 0 | 0 | 79.2382 | 0
8691 | 0 | 161.5 | 601.8 | 42.3314 | 39.4 | 0 | 21.1657 | 0 | 0 | 0 | 76.4985 | 0
8692 | 0 | 173.8 | 623.4 | 42.9928 | 40.5 | 0 | 21.4964 | 0 | 0 | 0 | 77.5639 | 0
8693 | 0 | 183 | 640.9 | 41.9071 | 40.9 | 0 | 20.9536 | 0 | 0 | 0 | 114.2854 | 0
8694 | 0 | 191.9 | 655.9 | 39.6651 | 42.3 | 0 | 19.8326 | 0 | 0 | 0 | 124.474 | 0
8695 | 0 | 373.3 | 1274.1 | 44.1602 | 56.3 | 0 | 22.0801 | 0 | 56.3 | 42.9 | 119.4977 | 0
8696 | 0 | 405.3 | 1231.1 | 56.3396 | 56.8 | 0 | 28.1698 | 0 | 37.6 | 42.9 | 112.8436 | 0
8697 | 0 | 394.5 | 605 | 59.1658 | 57.3 | 0 | 29.5829 | 0 | 0 | 42.9 | 133.2999 | 0
8698 | 0 | 357.5 | 610.4 | 55.6658 | 56.1 | 0 | 27.8329 | 0 | 0 | 42.9 | 138.9632 | 0
8699 | 0 | 279.9 | 539.9 | 55.4984 | 53.8 | 0 | 27.7492 | 0 | 0 | 42.9 | 126.3514 | 0
8700 | 0 | 204.4 | 462.1 | 54.3939 | 51.7 | 0 | 27.1969 | 0 | 0 | 42.9 | 258.4645 | 0
8701 | 0 | 149.6 | 912.6 | 55.217 | 49.9 | 0 | 27.6085 | 0 | 75.1 | 42.9 | 123.6663 | 0
8702 | 0 | 109.5 | 771.3 | 53.487 | 49.6 | 0 | 26.7435 | 0 | 37.6 | 42.9 | 136.0825 | 0
8703 | 0 | 102.5 | 227.4 | 53.1489 | 50 | 0 | 26.5745 | 0 | 0 | 42.9 | 120.0778 | 0
8704 | 0 | 119.8 | 302.6 | 56.3213 | 51 | 0 | 28.1606 | 0 | 0 | 42.9 | 127.3069 | 0
8705 | 0 | 157.5 | 354.9 | 57.8086 | 52.8 | 0 | 28.9043 | 0 | 0 | 42.9 | 130.9998 | 0
8706 | 0 | 179.2 | 877.4 | 59.2727 | 54 | 0 | 29.6363 | 0 | 37.6 | 42.9 | 200.2906 | 0
8707 | 0 | 150.3 | 806.6 | 56.651 | 52.2 | 0 | 28.3255 | 0 | 75.1 | 42.9 | 226.0513 | 0
8708 | 0 | 111.6 | 713.7 | 43.9681 | 38.7 | 0 | 21.984 | 0 | 75.1 | 42.9 | 208.6403 | 0
8709 | 0 | 129 | 755.4 | 40.8419 | 41.9 | 0 | 20.4209 | 0 | 75.1 | 42.9 | 261.6088 | 0
8710 | 0 | 140.2 | 774.6 | 41.701 | 42.7 | 0 | 20.8505 | 0 | 93.9 | 42.9 | 228.3911 | 0
8711 | 0 | 25.8 | 258.2 | 40.4985 | 43.6 | 0 | 20.2493 | 0 | 0 | 0 | 158.5792 | 0
8712 | 0 | 51.5 | 339 | 40.708 | 44.2 | 0 | 20.354 | 0 | 0 | 0 | 128.3815 | 0
8713 | 0 | 67.7 | 360.5 | 40.6705 | 45.3 | 0 | 20.3353 | 0 | 0 | 0 | 102.4595 | 0
8714 | 0 | 81.1 | 379.4 | 39.5746 | 46.5 | 0 | 19.7873 | 0 | 0 | 0 | 91.1007 | 0
8715 | 0 | 92.8 | 397.4 | 43.5661 | 47.5 | 0 | 21.7831 | 0 | 0 | 0 | 89.3065 | 0
8716 | 0 | 102.3 | 412.2 | 42.5459 | 48.3 | 0 | 21.2729 | 0 | 0 | 0 | 82.6724 | 0
8717 | 0 | 110.7 | 426.4 | 43.6362 | 49.8 | 0 | 21.8181 | 0 | 0 | 0 | 78.4032 | 0
8718 | 0 | 117.8 | 433.8 | 41.9173 | 50.6 | 0 | 20.9587 | 0 | 0 | 0 | 93.7228 | 0
8719 | 0 | 284.1 | 989.9 | 43.3216 | 66.5 | 0 | 21.6608 | 0 | 56.3 | 42.9 | 89.0683 | 0
8720 | 0 | 279.2 | 956.1 | 59.1707 | 67.2 | 0 | 29.5854 | 0 | 37.6 | 42.9 | 94.3257 | 0
8721 | 0 | 265.9 | 395 | 66.8205 | 65.8 | 0 | 33.4103 | 0 | 0 | 42.9 | 139.7965 | 0
8722 | 0 | 250.7 | 434.9 | 65.3041 | 59.4 | 0 | 32.652 | 0 | 0 | 42.9 | 130.9028 | 0
8723 | 0 | 227.8 | 410.9 | 66.1756 | 52.2 | 0 | 33.0878 | 0 | 0 | 42.9 | 163.5254 | 0
8724 | 0 | 205.6 | 386.9 | 70.614 | 43.6 | 0 | 35.307 | 0 | 0 | 42.9 | 215.5053 | 0
8725 | 0 | 194.9 | 887.3 | 66.5208 | 33.5 | 0 | 33.2604 | 0 | 75.1 | 42.9 | 138.8305 | 0
8726 | 0 | 179.9 | 811.4 | 65.7941 | 29.4 | 0 | 32.897 | 0 | 37.6 | 42.9 | 155.2651 | 0
8727 | 0 | 177.2 | 271.9 | 63.0612 | 28.3 | 0 | 31.5306 | 0 | 0 | 42.9 | 172.5197 | 0
8728 | 0 | 182.2 | 334.7 | 64.8327 | 29.9 | 0 | 32.4163 | 0 | 0 | 42.9 | 140.6594 | 0
8729 | 0 | 193.6 | 358.1 | 66.4266 | 34.8 | 0 | 33.2133 | 0 | 0 | 42.9 | 144.0239 | 0
8730 | 0 | 207.1 | 893.8 | 66.4474 | 37.1 | 0 | 33.2237 | 0 | 37.6 | 42.9 | 152.1383 | 0
8731 | 0 | 200.1 | 839.9 | 67.6173 | 36.8 | 0 | 33.8087 | 0 | 75.1 | 42.9 | 161.5827 | 0
8732 | 0 | 159 | 746.2 | 47.8948 | 26.2 | 0 | 23.9474 | 0 | 75.1 | 42.9 | 242.7913 | 0
8733 | 0 | 171.3 | 787.2 | 43.63 | 30.4 | 0 | 21.815 | 0 | 75.1 | 42.9 | 179.0999 | 0
8734 | 0 | 178.4 | 806.7 | 42.0453 | 32.3 | 0 | 21.0227 | 0 | 93.9 | 42.9 | 170.6719 | 0
8735 | 0 | 76.9 | 277.7 | 39.9087 | 33.9 | 0 | 19.9544 | 0 | 0 | 0 | 119.0837 | 0
8736 | 0 | 101.8 | 360.1 | 43.6653 | 35.2 | 0 | 21.8326 | 0 | 0 | 0 | 97.6731 | 0
8737 | 0 | 113.8 | 389.6 | 42.5483 | 36.9 | 0 | 21.2742 | 0 | 0 | 0 | 77.5662 | 0
8738 | 0 | 124.4 | 414.7 | 41.0843 | 39.2 | 0 | 20.5421 | 0 | 0 | 0 | 81.0207 | 0
8739 | 0 | 134.4 | 438.8 | 41.3932 | 42 | 0 | 20.6966 | 0 | 0 | 0 | 78.2848 | 0
8740 | 0 | 142.4 | 458.1 | 41.2398 | 44.6 | 0 | 20.6199 | 0 | 0 | 0 | 75.6752 | 0
8741 | 0 | 149.4 | 475.4 | 42.9057 | 46.1 | 0 | 21.4528 | 0 | 0 | 0 | 80.8971 | 0
8742 | 0 | 155.7 | 488.3 | 41.9592 | 47.4 | 0 | 20.9796 | 0 | 0 | 0 | 78.1631 | 0
8743 | 0 | 328.5 | 1076.9 | 56.8946 | 63.5 | 0 | 28.4473 | 0 | 56.3 | 42.9 | 103.0599 | 0
8744 | 0.7 | 384.3 | 1041.6 | 103.0486 | 130.1 | 0 | 51.5243 | 0 | 37.6 | 43 | 119.8016 | 0
8745 | 2.1 | 382.3 | 459.3 | 210.3032 | 138.9 | 0 | 105.1516 | 0 | 0 | 43.2 | 123.5 | 0
8746 | 3.5 | 394 | 522.1 | 348.1146 | 176.6 | 0 | 174.0573 | 0 | 0 | 43.4 | 132.7883 | 0
8747 | 3.5 | 386.2 | 530.8 | 388.9735 | 175.5 | 0 | 194.4868 | 0 | 0 | 43.4 | 151.304 | 0
8748 | 2.8 | 370.3 | 537.6 | 371.2673 | 149.3 | 0 | 185.6337 | 0 | 0 | 43.3 | 154.1023 | 0
8749 | 1.4 | 351.1 | 1119.9 | 363.3435 | 108.3 | 0 | 181.6718 | 0 | 75.1 | 43.1 | 158.9423 | 0
8750 | 2.1 | 346.8 | 1042.1 | 382.591 | 114 | 0 | 191.2955 | 0 | 37.6 | 43.2 | 107.766 | 0
8751 | 3.5 | 362.9 | 460.6 | 430.5911 | 145.1 | 0 | 215.2956 | 0 | 0 | 43.4 | 192.3514 | 0
8752 | 2.8 | 362.1 | 538.3 | 417.6621 | 144.2 | 0 | 208.8311 | 0 | 0 | 43.3 | 198.9825 | 0
8753 | 2.1 | 341.9 | 547 | 358.5162 | 122.2 | 0 | 179.2581 | 0 | 0 | 43.2 | 197.6791 | 0
8754 | 0.7 | 333.9 | 1128.1 | 263.5485 | 79.1 | 0 | 131.7742 | 0 | 37.6 | 43 | 186.3891 | 0
8755 | 0 | 262.3 | 1079.8 | 149.158 | 25.8 | 0 | 74.579 | 0 | 75.1 | 42.9 | 182.3752 | 0
8756 | 0 | 224.2 | 978.3 | 82.1567 | 20.7 | 0 | 41.0784 | 0 | 75.1 | 42.9 | 229.5067 | 0
8757 | 0 | 236.8 | 1019 | 53.3061 | 25.5 | 0 | 26.653 | 0 | 75.1 | 42.9 | 205.6797 | 0
8758 | 0 | 245 | 1046.1 | 42.3531 | 28.2 | 0 | 21.1765 | 0 | 93.9 | 42.9 | 153.7472 | 0
8759 | 0 | 136.2 | 466.2 | 39.04 | 31 | 0 | 19.52 | 0 | 0 | 0 | 174.0564 | 0
8760 | 0 | 162.7 | 552.5 | 39.472 | 33.9 | 0 | 19.736 | 0 | 0 | 0 | 142.2557 | 0

## Conversion Techs
Technology name | LT-DH HP DHW | RN HEX Out | Wood Boiler Plant | Solar PV Roof | HT-HP Plant | Air-Source HP | Cooling HEX | DH HEX | LT-DH HP SP | RN HEX In | Air-Source Chiller
Capacity (kW)
Fixed investment cost (CHF) | 23476 |  | 58252 | 8849 | 23476 | 45000 |  |  | 23476 |  | 22000
Variable investment cost (CHF/kW) | 538 | 300 | 929 | 1094 | 938 | 1800 | 500 | 300 | 538 | 300 | 800
Fixed O&M cost (CHF/year)
Fixed O&M cost (%/year) | 2 | 0.5 | 4 |  |  | 2 | 0.5 | 0.5 | 2 | 0.5 | 2
Variable O&M cost (CHF/kW/year) |  |  |  |  | 5
Variable O&M cost (CHF/kWh)
Input energy carrier | Electricity,LT RN | LT RN | Wood Pellets | Solar Roof | Plant Wast Heat,Electricity | Electricity,Heat Ambient | Electricity | HT DH | Electricity,LT RN | Plant Wast Heat | Electricity
Output energy carrier | Heat 60-70 °C | Plant Waste Heat Export | HT DH | Electricity | HT DH | Heat 60-70 °C | Cooling 10 - 20°C,LT RN | Heat 60-70 °C | Heat 30-40 °C | LT RN | Cooling 10 - 20°C,Heat Ambient Export
Output efficiency (%) | 400.00000 | 100.00000 | 85.00000 | 20.00000 | 300.00000 | 300.00000 | 999.00000,1000.00000 | 100.00000 | 530.00000 | 100.00000 | 200.00000,300.00000
Fixed input share (%) | 100.00000,300.00000 | 100.00000 | 100.00000 | 100.00000 | 100.00000,200.00000 | 100.00000,200.00000 | 1.00000 | 100.00000 | 100.00000,430.00000 | 100.00000 | 100.00000
Lifetime (years) | 20 | 30 | 18 | 25 | 20 | 20 | 30 | 30 | 20 | 30 | 20
Maximum capacity (kW) | [9 empty] | 350
Minimum capacity (kW) | 5 |  | 5 | 10 | 5 | 5 | 5 |  | 5 |  | 5
Maximum Annual output (kWh/year)
Minimum Annual output (kWh/year)
Fixed Embodied CO2 (kg-CO2)
Variable Embodied CO2 (kg-CO2/kW)
Variable Embodied CO2 (kg-CO2/kWhOutput)
Variable Captured CO2 (kg-CO2/kWhInput)
Hubs | 3,1,2 | 4 | 4 | 3,1,2 | 4 | 3,1,2 | 3,1,2 | 3,1,2 | 3,1,2 | 4 | 3,1,2
Must Install | N | N | N | N | N | N | N | N | N | N | N
At Least one Hub? | N | N | N | N | N | N | N | N | N | N | N
Virtual technology | 0 | 0 | 0 | 0 | 0 | 0 | 0 | 0 | 0 | 0 | 0
Seasonal operation | 0 | 0 | 0 | 0 | 0 | 0 | 0 | 0 | 0 | 0 | 0
Technology package
Database
Curtailment Limitation (%/kWp)
Time Varying Input Share?

## Storage Techs
Technology name | Generic Borehole | Generic Battery
Stored energy carrier | LT RN | Electricity
Capacity (kWh)
Fixed investment cost (CHF)
Variable investment cost (CHF/kWh) | 2 | 1200
Fixed O&M cost (CHF/year)
Fixed O&M cost (%/year)
Variable O&M cost (CHF/kWh/year) |  | 10
Lifetime (years) | 80 | 15
Maximum charging rate (%/hour) | 0.1 | 90
Maximum discharging rate (%/hour) | 0.1 | 90
Charging Efficiency (%) | 100 | 100
Discharging Efficiency (%) | 100 | 100
Standby loss (%/hour) |  | 0.001
Minimum SoC (%)
Maximum capacity (kWh) |  | 400
Minimum capacity (kWh)
Variable Embodied CO2 (kg-CO2/kWh)
Fixed Embodied CO2 (kg-CO2)
Hubs | 4 | 3,1,2
Must Install | N | N
At Least one Hub? | N | N
Technology package
Database
EV Plug-in Time
EV Plug-out Time
EV Plug-in Duration (Hours)
Driving Distance (kms)
EV SoC start (%)
EV Battery Size (kWh)
Maximum SoC (%)
EV Average kWh per km
EV Plug-in power (kW)
EV-battery? | N | N
Type of charging

## Network Techs
Technology name | Thermal network 70°C | Anergy
Energy carrier | HT DH | LT RN
Network loss (%/m) | 0.01
Fixed investment cost (CHF/m) | 780 | 425
Variable investment cost (CHF/kW/m) | 0.084 | 0.03
Fixed O&M cost (CHF/m/year)
Fixed O&M cost (%/m/year)
Variable O&M cost (CHF/kW/m/year)
Lifetime (years) | 50 | 50
Maximum capacity (kW)
Minimum capacity (kW)
Variable Embodied CO2 (kg-CO2/kW/m)
Fixed Embodied CO2 (kg-CO2/m)
Database

## Network Path
Network Link ID | 57945 | 57947 | 57943 | 57944 | 57942 | 57946
Network technology | Thermal network 70°C | Thermal network 70°C | Anergy | Anergy | Thermal network 70°C | Anergy
Node 1 | 4 | 3 | 1 | 4 | 1 | 3
Node 2 | 1 | 2 | 3 | 1 | 3 | 2
Length (m) | 348.0042 | 313.7656 | 230.6124 | 348.7735 | 224.3648 | 220.0687
Capacity (kW)
Must Install | N | N | N | N | N | N
Uni-directional flow? (Y/N) | N | N | N | N | N | N
Network Link GUID | esp-d4d13d50-ee42-457d-adbd-7c04 | esp-250c4090-0cb6-4a78-ab77-27a4 | esp-7b457393-0d2b-4d28-95e6-4c83 | esp-ea2ce963-4cab-4bff-a14d-b870 | esp-a2229ea7-12ad-42e9-85a1-3701 | esp-6de48dba-f298-4903-bfb3-b349

## Custom Efficiencies
Conversion Technology | Energy Carrier | January | February | March | April | May | June | July | August | September | October | November | December
LT-DH HP DHW | Heat 60-70 °C | 400 | 400 | 400 | 400 | 400 | 400 | 400 | 400 | 400 | 400 | 400 | 400
RN HEX Out | Plant Waste Heat Export | 100 | 100 | 100 | 100 | 100 | 100 | 100 | 100 | 100 | 100 | 100 | 100
Wood Boiler Plant | HT DH | 85 | 85 | 85 | 85 | 85 | 85 | 85 | 85 | 85 | 85 | 85 | 85
Solar PV Roof | Electricity | 20 | 20 | 20 | 20 | 20 | 20 | 20 | 20 | 20 | 20 | 20 | 20
HT-HP Plant | HT DH | 300 | 300 | 300 | 300 | 300 | 300 | 300 | 300 | 300 | 300 | 300 | 300
Air-Source HP | Heat 60-70 °C | 300 | 300 | 300 | 300 | 300 | 300 | 300 | 300 | 300 | 300 | 300 | 300
Cooling HEX | Cooling 10 - 20°C | 999 | 999 | 999 | 999 | 999 | 999 | 999 | 999 | 999 | 999 | 999 | 999
Cooling HEX | LT RN | 1000 | 1000 | 1000 | 1000 | 1000 | 1000 | 1000 | 1000 | 1000 | 1000 | 1000 | 1000
DH HEX | Heat 60-70 °C | 100 | 100 | 100 | 100 | 100 | 100 | 100 | 100 | 100 | 100 | 100 | 100
LT-DH HP SP | Heat 30-40 °C | 530 | 530 | 530 | 530 | 530 | 530 | 530 | 530 | 530 | 530 | 530 | 530
RN HEX In | LT RN | 100 | 100 | 100 | 100 | 100 | 100 | 100 | 100 | 100 | 100 | 100 | 100
Air-Source Chiller | Heat Ambient Export | 300 | 300 | 300 | 300 | 300 | 300 | 300 | 300 | 300 | 300 | 300 | 300
Air-Source Chiller | Cooling 10 - 20°C | 200 | 200 | 200 | 200 | 200 | 200 | 200 | 200 | 200 | 200 | 200 | 200

## Custom Efficiencies Hourly
Conversion Technology
Energy Carrier

## Dynamic Tariff
Type
Energy carrier name
Dynamic Tariff Name
Price category
Price Dimension
Period

## Emission Profiles
Type
Energy carrier name
Emission Profile Name
Price Dimension
Period